## data
response_id | organization | expertise_type | onshore_expertise | offshore_general_expertise | original_currency | onshore_region | onshore_2019_windspeed | onshore_2019_capex | onshore_2019_opex | onshore_2019_cf | onshore_2019_pdl | onshore_2019_wacc | onshore_2019_lcoe | onshore_2035_low_capex | onshore_2035_low_opex | onshore_2035_low_cf | onshore_2035_low_pdl | onshore_2035_low_wacc | onshore_2035_low_lcoe | onshore_2035_high_capex | onshore_2035_high_opex | onshore_2035_high_cf | onshore_2035_high_pdl | onshore_2035_high_wacc | onshore_2035_high_lcoe | onshore_2035_median_capex | onshore_2035_median_opex | onshore_2035_median_cf | onshore_2035_median_pdl | onshore_2035_median_wacc | onshore_2035_median_lcoe | onshore_2025_low_lcoe | onshore_2025_high_lcoe | onshore_2025_median_lcoe | onshore_2050_low_lcoe | onshore_2050_high_lcoe | onshore_2050_median_lcoe | onshore_2035_windspeed | onshore_2035_turbine_capacity | onshore_2035_turbine_diameter | onshore_2035_turbine_hubheight | onshore_2035_turbine_specificpower | onshore_turb_sel_maximize_turbine_production | onshore_turb_sel_maximize_mw_production | onshore_turb_sel_minimize_lcoe | onshore_turb_sel_maximize_revenue | onshore_turb_sel_siting | onshore_turb_sel_community_concerns | onshore_turb_sel_policy_incentives | onshore_turb_sel_transportation | onshore_turb_gro_community_concerns | onshore_turb_gro_siting | onshore_turb_gro_transportation | onshore_turb_gro_design_constraints | onshore_turb_gro_risk | onshore_turb_gro_lifting | onshore_grid_interconnection | onshore_grid_storage | onshore_grid_hybrid | onshore_grid_curtailment_life | onshore_grid_curtailment_losses | onshore_grid_hydrogen | onshore_grid_lower_sp | onshore_grid_ers | onshore_grid_overplanting | offshore_continue | offshore_fb_region | offshore_fb_2019_windspeed | offshore_fb_2019_waterdepth | offshore_fb_2019_shoredistance | offshore_fb_2019_projectcapacity | offshore_fb_2019_capex | offshore_fb_2019_opex | offshore_fb_2019_cf | offshore_fb_2019_pdl | offshore_fb_2019_wacc | offshore_fb_2019_lcoe | offshore_fb_expertise | offshore_fb_2035_low_capex | offshore_fb_2035_low_opex | offshore_fb_2035_low_cf | offshore_fb_2035_low_pdl | offshore_fb_2035_low_wacc | offshore_fb_2035_low_lcoe | offshore_fb_2035_high_capex | offshore_fb_2035_high_opex | offshore_fb_2035_high_cf | offshore_fb_2035_high_pdl | offshore_fb_2035_high_wacc | offshore_fb_2035_high_lcoe | offshore_fb_2035_median_capex | offshore_fb_2035_median_opex | offshore_fb_2035_median_cf | offshore_fb_2035_median_pdl | offshore_fb_2035_median_wacc | offshore_fb_2035_median_lcoe | offshore_fb_2025_low_lcoe | offshore_fb_2025_high_lcoe | offshore_fb_2025_median_lcoe | offshore_fb_2050_low_lcoe | offshore_fb_2050_high_lcoe | offshore_fb_2050_median_lcoe | offshore_fb_2035_windspeed | offshore_fb_2035_waterdepth | offshore_fb_2035_shoredistance | offshore_fb_2035_projectcapacity | offshore_fl_expertise | offshore_fl_region | offshore_fl_2035_low_capex | offshore_fl_2035_low_opex | offshore_fl_2035_low_cf | offshore_fl_2035_low_pdl | offshore_fl_2035_low_wacc | offshore_fl_2035_low_lcoe | offshore_fl_2035_high_capex | offshore_fl_2035_high_opex | offshore_fl_2035_high_cf | offshore_fl_2035_high_pdl | offshore_fl_2035_high_wacc | offshore_fl_2035_high_lcoe | offshore_fl_2035_median_capex | offshore_fl_2035_median_opex | offshore_fl_2035_median_cf | offshore_fl_2035_median_pdl | offshore_fl_2035_median_wacc | offshore_fl_2035_median_lcoe | offshore_fl_2025_low_lcoe | offshore_fl_2025_high_lcoe | offshore_fl_2025_median_lcoe | offshore_fl_2050_low_lcoe | offshore_fl_2050_high_lcoe | offshore_fl_2050_median_lcoe | offshore_fl_2035_windspeed | offshore_fl_2035_waterdepth | offshore_fl_2035_shoredistance | offshore_fl_2035_projectcapacity | offshore_2035_turbine_capacity | offshore_2035_turbine_diameter | offshore_2035_turbine_hubheight | offshore_2035_turbine_specificpower | offshore_fl_2019_waterdepth_threshold | offshore_fl_2035_waterdepth_threshold | offshore_fl_2035_projectshare | offshore_turb_gro_community_concerns | offshore_turb_gro_siting | offshore_turb_gro_vessels | offshore_turb_gro_transportation | offshore_turb_gro_ports | offshore_turb_gro_lifting | offshore_turb_gro_design_constraints | offshore_turb_gro_risk | offshore_grid_interconnection | offshore_grid_storage | offshore_grid_hybrid | offshore_grid_curtailment_life | offshore_grid_curtailment_losses | offshore_grid_hydrogen | offshore_grid_lower_sp | offshore_grid_ers | offshore_grid_overplanting | lead
R_0q5NbN8yVgJsXGF | Wind power developer, owner, financier, operator, and/or construction contractor | Wind energy markets and/or cost analysis | Yes | Yes | US Dollar | North America |  | 1200 | 35 | 44 | 25 | 6 | 31.65 | 800 | 25 | 48 | 30 | 5.8 | 18.06 | 1100 | 30 | 35 | 30 | 6 | 33.26 | 1000 | 30 | 45 | 30 | 6 | 24.21 | 21 | 43 | 30 | 15 | 30 | 23 |  | 0 | 0 | 0 |  | Large Expected Impact | Large Expected Impact | Large Expected Impact | Large Expected Impact | Small Expected Impact | Medium Expected Impact | No Expected Impact | Large Expected Impact | Medium expected impact | Medium expected impact | Large expected impact | Large expected impact | Small expected impact | Large expected impact | Medium use (10-50% of projects) | Medium use (10-50% of projects) | Medium use (10-50% of projects) | Widespread use (> 50% of projects) | Widespread use (> 50% of projects) | Minimal use (<10% of projects) | Widespread use (> 50% of projects) | Minimal use (<10% of projects) | Widespread use (> 50% of projects) | No, I wish to accelerate to the end of the survey, and submit my responses only for onshore wind. | [94 empty] | Non-Leader
R_10o2Gc53eZhCQzo | Wind turbine and/or component equipment manufacturer | Systems­-level wind technologies, focused on the entire wind turbine and/or wind plant | Yes | No | US Dollar | North America | 8 | 1150 | 35 | 45 | 30 | 9.5 | 37.77 | 1000 | 25 | 50 | 40 |  | 26.86 | 1300 | 35 | 42 | 35 | 9.5 | 43.15 | 1050 | 28 |  | 35 |  | 32.46 | 30 | 41 | 35 | 25 | 40 | 30 | 7.5 | 5 | 170 | 115 | 220.28 | Small Expected Impact | Large Expected Impact | Medium Expected Impact | Medium Expected Impact | Large Expected Impact | Large Expected Impact | Small Expected Impact | Large Expected Impact | Large expected impact | Medium expected impact | Large expected impact | Small expected impact | Medium expected impact | Medium expected impact | Medium use (10-50% of projects) | Medium use (10-50% of projects) | Medium use (10-50% of projects) | Minimal use (<10% of projects) | Widespread use (> 50% of projects) | Medium use (10-50% of projects) | Widespread use (> 50% of projects) | Medium use (10-50% of projects) | Medium use (10-50% of projects) | [95 empty] | Non-Leader
R_111rnSb5ewar3RW | Other private-­sector company (e.g., consultant) | Wind energy markets and/or cost analysis | No | Yes | Euro | [61 empty] | Europe |  |  |  | 300-499 MW | 3715.29 | 99.63 | 49 | 28 | 7 | 89.7 | No, I am more comfortable with only answering questions about the future cost of floating offshore wind. | 111.94 | 11.19 | [10 empty] | 2331.71 | 35.82 | [15 empty] | Europe | 2808.57 | 55.97 | 56 | 35 | 6 | 46.07 | 2808.57 | 55.97 | 56 | 35 | 8 | 56.97 | 2808.57 | 55.97 | 56 | 35 |  | 51.36 | 62.14 | 75.95 | 69.04 | 32.93 | 40.25 | 36.59 |  |  |  | 200-299 MW | [24 empty] | Non-Leader
R_1CvjLqpPFRqcpsm | Public research or research management institution | Systems­-level wind technologies, focused on the entire wind turbine and/or wind plant | Yes | Yes | Euro | Europe | 7.5 | 1343.28 | 55.97 | 35 | 25 | 6 | 50.03 | 1007.46 | 44.78 | 30 | 25 | 5 | 41.65 | 1679.1 | 67.16 | 35 | 25 | 7 | 66.41 | 1231.34 | 55.97 | 33 |  |  | 50.25 | 40.3 | 67.16 | 48.13 | 16.79 | 44.78 | 27.98 | 7.5 | 5.5 | 180 | 160 | 216.14 | Medium Expected Impact | Large Expected Impact | Medium Expected Impact | Large Expected Impact | Large Expected Impact | Large Expected Impact | Small Expected Impact | Medium Expected Impact | Large expected impact | Large expected impact | Medium expected impact | Large expected impact | Small expected impact | Medium expected impact | Minimal use (<10% of projects) | Minimal use (<10% of projects) | Minimal use (<10% of projects) | Widespread use (> 50% of projects) | Medium use (10-50% of projects) | Minimal use (<10% of projects) | Medium use (10-50% of projects) | Widespread use (> 50% of projects) | Minimal use (<10% of projects) | Yes, proceed | Europe | 9 | 30 | 70 | 300-499 MW | 2807.46 | 102.98 | 45 | 30 | 6 | 72.72 | Yes, proceed | 1909.7 | 57.09 | 50 | 35 | 4.5 | 33.91 | 2460.44 | 78.36 | 45 | 30 | 6 | 60.72 | 1909.7 | 55.97 | 48 | 30 | 5 | 39.19 | 38.06 | 67.16 | 44.78 | 23.51 | 47.01 | 30.22 | 9 | 46 | 150 | 900-1299 MW | Yes | Europe | 3371.63 | 89.55 | 58 | 35 | 4.5 | 49.4 | 3466.78 | 101.87 | 48 | 30 | 6 | 78.17 | 3059.32 | 92.91 | 52 | 28 | 5 | 60.39 | 85.07 | 118.66 | 99.63 | 30.22 | 63.81 | 41.42 | 9.5 | 50-99 m | 209 | 500-699 MW | 16 | 250 | 150 | 325.95 | >70 meters | >60 meters | 11-25% | Small expected impact | No expected impact | Medium expected impact | Small expected impact | Medium expected impact | Medium expected impact | Large expected impact | Small expected impact | Medium use (10-50% of projects) | Minimal use (<10% of projects) | No use at all (0% of projects) | Medium use (10-50% of projects) | Widespread use (> 50% of projects) | Minimal use (<10% of projects) | Medium use (10-50% of projects) | Widespread use (> 50% of projects) | Minimal use (<10% of projects) | Non-Leader
R_1DTqfnR7Bp3JACb | Other private-­sector company (e.g., consultant) | Wind energy markets and/or cost analysis | Yes | No | Euro | Europe | 7.5 | 1119.4 | 22.39 | 35 | 30 | 5 | 28.11 | 839.55 | 16.79 | 37 | 35 | 4 | 16.58 | 1119.4 | 22.39 | 30 |  |  | 32.8 | 951.49 | 19.03 |  | 35 |  | 22.32 | 19.03 | 27.98 | 23.51 | 13.43 | 33.58 | 20.15 | 7.5 | 10 | 200 | 175 | 318.31 | Large Expected Impact | Medium Expected Impact | Large Expected Impact | Medium Expected Impact | Medium Expected Impact | Medium Expected Impact | Small Expected Impact | Small Expected Impact | Medium expected impact | Medium expected impact | Small expected impact | Small expected impact | No expected impact | No expected impact | Medium use (10-50% of projects) | Widespread use (> 50% of projects) | Minimal use (<10% of projects) | Widespread use (> 50% of projects) | Widespread use (> 50% of projects) | Medium use (10-50% of projects) | Widespread use (> 50% of projects) | Minimal use (<10% of projects) | Medium use (10-50% of projects) | [95 empty] | Non-Leader
R_1F96HcRYIsQgMmp | Wind power developer, owner, financier, operator, and/or construction contractor | Wind energy markets and/or cost analysis | No | Yes | Euro | [61 empty] | Europe |  | 33 | 60 | 700-899 MW | 2997.75 | 66.04 | 48 | 25 | 8 | 80.22 | Yes, proceed | 1847.01 | 42.54 | 45 | 32 | 4.4 | 34.2 | 1966.79 | 54.85 | 49 | 32 | 6.8 | 45.08 | 1918.65 | 45.9 | 47 | 32 | 5.6 | 39.01 | 39.18 | 57.09 | 47.01 | 29.1 | 41.42 | 35.82 |  | 38 | 90 | 900-1299 MW | No | [29 empty] | 16.3 | 250 | 162 | 332.06 | at no water depth would floating have a lower LCOE in 2019 |  |  | No expected impact | No opinion | No opinion | No opinion | No opinion | No opinion | No opinion | No opinion | Widespread use (> 50% of projects) | Minimal use (<10% of projects) | Minimal use (<10% of projects) | Widespread use (> 50% of projects) | Widespread use (> 50% of projects) | Medium use (10-50% of projects) | Widespread use (> 50% of projects) | Medium use (10-50% of projects) | Widespread use (> 50% of projects) | Leader
R_1FRqX0isJyK1tif | University or other degree-­granting academic institution | Systems­-level wind technologies, focused on the entire wind turbine and/or wind plant | Yes | Yes | US Dollar | North America | 8 | 901 | 30 | 40 | 25 | 8 | 31.83 | 904 | 20 | 59 | 31 | 6 | 15.12 | 1203 | 30 | 30 | 25 | 8 | 52.83 | 904 | 20 | 45 | 25 | 7 | 23.71 | 20 | 60 | 30 | 10 | 45 | 15 | 8 | 5 | 180 | 140 | 196.49 | Medium Expected Impact | Large Expected Impact | Large Expected Impact | Large Expected Impact | Large Expected Impact | Large Expected Impact | Medium Expected Impact | Large Expected Impact | Large expected impact | Large expected impact | Small expected impact | Small expected impact | Small expected impact | Small expected impact | No opinion | Widespread use (> 50% of projects) | Widespread use (> 50% of projects) | Widespread use (> 50% of projects) | Medium use (10-50% of projects) | Medium use (10-50% of projects) | Widespread use (> 50% of projects) | Widespread use (> 50% of projects) | Medium use (10-50% of projects) | Yes, proceed | North America | 9 | 30 | 40 | 500-699 MW | 3025 | 101 | 50 | 25 | 9 | 92.2 | Yes, proceed | 2054 | 60 | 50 | 25 | 7 | 51.81 | 2504 | 100 | 50 | 25 | 7 | 69.29 | 2526 | 81 | 50 | 25 | 7 | 65.36 | 70 | 83 | 76 | 40 | 50 | 45 | 9 | 30 | 41 | 500-699 MW | Yes | North America | 2011 | 61 | 55 | 25 | 7 | 46.58 | 4093 | 152 | 51 | 25 | 9 | 125.74 | 2547 | 80 | 50 | 25 | 8 | 70.88 | 60 | 156.25 | 100 | 40 | 80 | 54 | 9 | 50-99 m | 101 | 500-699 MW | 15 | 250 | 151 | 305.58 | >70 meters | >60 meters | 26-50% | Small expected impact | Small expected impact | Medium expected impact | Small expected impact | Small expected impact | Medium expected impact | Large expected impact | Small expected impact | Widespread use (> 50% of projects) | Medium use (10-50% of projects) | Widespread use (> 50% of projects) | Widespread use (> 50% of projects) | Medium use (10-50% of projects) | Medium use (10-50% of projects) | Medium use (10-50% of projects) | Widespread use (> 50% of projects) | Medium use (10-50% of projects) | Leader
R_1GTzLJoQ9Jot2ln | University or other degree-­granting academic institution | Systems­-level wind technologies, focused on the entire wind turbine and/or wind plant | Yes | Yes | Euro | Europe |  | 1735.07 | 24.63 | 23 | 20 | 4.2 | 71.61 | 1119.4 | 16.79 | 25 | 20 | 3 | 38.35 | 1511.19 | 24.63 | 21 | 20 | 4 | 68.79 | 1343.28 | 19.03 | 25 | 20 | 4 | 50.05 | 44.776 | 71.6416 | 55.97 | 36.94 | 52.61 | 44.78 |  | 5 | 178 | 150 | 200.93 | Small Expected Impact | Medium Expected Impact | Large Expected Impact | Medium Expected Impact | Large Expected Impact | Large Expected Impact | Large Expected Impact | Large Expected Impact | Large expected impact | Large expected impact | Small expected impact | Medium expected impact | Small expected impact | Small expected impact | Widespread use (> 50% of projects) | Medium use (10-50% of projects) | Medium use (10-50% of projects) | Widespread use (> 50% of projects) | Medium use (10-50% of projects) | Widespread use (> 50% of projects) | Widespread use (> 50% of projects) | Widespread use (> 50% of projects) | Widespread use (> 50% of projects) | Yes, proceed | Europe | 9.4 | 40 | 55 | 300-499 MW | 3358.2 | 33.58 | 38 | 20 | 4 | 78.12 | Yes, proceed | 2238.8 | 22.39 | 38 | 35 | 4.5 | 38.93 | 2910.44 | 27.98 | 35 | 30 | 5 | 63.22 | 2462.68 | 24.63 | 38 | 30 | 4 | 43.76 | 47.01 | 76.12 | 62.69 | 34.7 | 47.01 | 39.18 | 9.4 | 40 | 70 | 300-499 MW | No | [29 empty] | 15 | 270 | 125 | 261.98 | >60 meters | >60 meters | 11-25% | No expected impact | Large expected impact | Small expected impact | Small expected impact | Medium expected impact | Small expected impact | Small expected impact | Small expected impact | Minimal use (<10% of projects) | Medium use (10-50% of projects) | Minimal use (<10% of projects) | Widespread use (> 50% of projects) | Widespread use (> 50% of projects) | Medium use (10-50% of projects) | Widespread use (> 50% of projects) | Widespread use (> 50% of projects) | Widespread use (> 50% of projects) | Leader
R_1H6sY1NMd2C5LvZ | Other not-­for-­profit organization (e.g., NGOs, international organizations) | Systems­-level wind technologies, focused on the entire wind turbine and/or wind plant | Yes | Yes | US Dollar | North America | 7.8 | 1802 | 20 | 45 | 35 | 7 | 36.97 | 100 | 10 | 15 | 15 | 1 | 12.45 | 3000 | 80 | 75 | 55 | 15 | 83.8 | 1500 | 20 | 50 | 40 | 6.5 | 25.69 |  |  | 30 |  |  | 19 | 7.5 | 7 | 200 | 145 | 222.82 | Large Expected Impact | Large Expected Impact | Large Expected Impact | Small Expected Impact | Medium Expected Impact | Medium Expected Impact | No Expected Impact | Small Expected Impact | Small expected impact | Medium expected impact | Large expected impact | Medium expected impact | Small expected impact | Small expected impact | Widespread use (> 50% of projects) | Widespread use (> 50% of projects) | Widespread use (> 50% of projects) | Widespread use (> 50% of projects) | Minimal use (<10% of projects) | No use at all (0% of projects) | No use at all (0% of projects) | No use at all (0% of projects) | Medium use (10-50% of projects) | No, I wish to accelerate to the end of the survey, and submit my responses only for onshore wind. | [94 empty] | Leader
R_1LMftz5vql2ZKef | Wind turbine and/or component equipment manufacturer | Subsystem-level wind technologies, focused on specific wind turbine and/or wind plant subsystems or components | Yes | Yes | Euro | North America | 8.3 | 874.25 | 29.1 | 32 | 35 | 3.5 | 22.95 | 766.79 | 22.39 | 43 | 45 | 2 | 10.75 | 1129.47 | 35.82 | 27 | 25 | 5.1 | 46.2 | 766.79 | 24.63 | 32 | 37 | 3.5 | 19.35 | [6 empty] | 8.7 | 5.6 | 163 | 121 | 268.36 | Large Expected Impact | Small Expected Impact | Large Expected Impact | Large Expected Impact | Small Expected Impact | Small Expected Impact | Small Expected Impact | Medium Expected Impact | Small expected impact | Medium expected impact | Large expected impact | Large expected impact | No expected impact | Medium expected impact | Medium use (10-50% of projects) | Widespread use (> 50% of projects) | Widespread use (> 50% of projects) | Minimal use (<10% of projects) | Medium use (10-50% of projects) | Widespread use (> 50% of projects) | Widespread use (> 50% of projects) | Widespread use (> 50% of projects) | Medium use (10-50% of projects) | Yes, proceed | Europe | 9.3 | 30 | 72 | 300-499 MW | 2799.62 | 44.78 | 45 | 30 | 3.4 | 43.14 | Yes, proceed | 2256.71 | 33.58 | 55 | 40 | 2.8 | 21.76 | 2641.78 | 35.82 | 44 | 35 | 4.9 | 44.33 | 2424.62 | 40.3 | 45 | 37 | 4 | 36.27 | [6 empty] | 9.1 | 35 | 141 | 2100-2499 MW | Yes | Europe | 2449.25 | 49.25 | 55 | 34 | 3.9 | 32.66 | 3147.75 | 40.3 | 50 | 35 | 6 | 52.71 | 2810.81 | 33.58 | 55 | 35 | 4.5 | 34.9 | [6 empty] | 9.6 | 100-199 m | 206 | 2500-3499 MW | 20.1 | 238 | 149 | 451.81 | >70 meters | >50 meters | 11-25% | Small expected impact | Small expected impact | Medium expected impact | Small expected impact | Medium expected impact | Medium expected impact | Small expected impact | No expected impact | Medium use (10-50% of projects) | Widespread use (> 50% of projects) | Widespread use (> 50% of projects) | Minimal use (<10% of projects) | Minimal use (<10% of projects) | Widespread use (> 50% of projects) | Widespread use (> 50% of projects) | Medium use (10-50% of projects) | Minimal use (<10% of projects) | Non-Leader
R_1LOsoZffIrHkptB | Wind power developer, owner, financier, operator, and/or construction contractor | Wind energy markets and/or cost analysis | Yes | Yes | US Dollar | Central and South America | 7.5 | 1250 | 50 | 35 | 30 | 8 | 50.52 | 750 | 35 | 45 | 45 | 5 | 17.52 | 1000 | 45 | 38 | 30 | 7 | 35.87 | 900 | 40 | 40 | 35 | 6.5 | 28.13 | 24 | 48 | 36 | 10 | 24 | 18 | 7.5 | 12 | 210 | 170 | 346.46 | Medium Expected Impact | Small Expected Impact | Small Expected Impact | Large Expected Impact | Large Expected Impact | Large Expected Impact | Small Expected Impact | Large Expected Impact | Medium expected impact | Medium expected impact | Large expected impact | No expected impact | No expected impact | Small expected impact | Widespread use (> 50% of projects) | Medium use (10-50% of projects) | Widespread use (> 50% of projects) | Medium use (10-50% of projects) | Minimal use (<10% of projects) | Medium use (10-50% of projects) | Widespread use (> 50% of projects) | Widespread use (> 50% of projects) | Minimal use (<10% of projects) | No, I wish to accelerate to the end of the survey, and submit my responses only for onshore wind. | [94 empty] | Leader
R_1LjVFtZAyyuSgIF | Other private-­sector company (e.g., consultant) | Systems­-level wind technologies, focused on the entire wind turbine and/or wind plant | No | Yes | US Dollar |  |  | 2000 | 40 |  |  |  | 47.24 | 1650 | 30 |  |  |  | 25.76 | [47 empty] | North America | 9 | 35 | 40 | 700-899 MW | 4000 | 50 | 49 | 20 | 7 | 97.43 | Yes, proceed | 3000 | 35 | 65 | 35 | 5.5 | 35.74 | 3750 | 45 | 52 | 25 | 7 | 76.78 | 3500 | 40 | 60 | 30 | 6 | 51.18 | 70 | 95 | 80 | 30 | 50 | 40 | 11 | 50 | 61 | 2100-2499 MW | No | [29 empty] | 25 | 300 | 175 | 353.68 | at no water depth would floating have a lower LCOE in 2019 | >80 meters | 11-25% | Large expected impact | Large expected impact | Large expected impact | Small expected impact | Medium expected impact | Large expected impact | Small expected impact | Medium expected impact | Minimal use (<10% of projects) | Medium use (10-50% of projects) | Minimal use (<10% of projects) | Medium use (10-50% of projects) | Minimal use (<10% of projects) | Medium use (10-50% of projects) | No opinion | Medium use (10-50% of projects) | No opinion | Non-Leader
R_1NEbaGBHaaX54kA | Wind power developer, owner, financier, operator, and/or construction contractor | Systems­-level wind technologies, focused on the entire wind turbine and/or wind plant | Yes | No | US Dollar | North America | 8.8 | 1400 | 50 | 42 | 30 | 6.3 | 39.49 | 1260 | 50 | 52 | 40 | 6.3 | 27.52 | 1260 | 50 | 44 | 40 | 6.3 | 32.52 | 1165 | 50 | 47 | 40 | 6.3 | 29.07 | 32 | 36 | 33 | 24 | 31 | 28 |  | 10 | 200 | 120 | 318.31 | Small Expected Impact | Large Expected Impact | Large Expected Impact | Large Expected Impact | Medium Expected Impact | Small Expected Impact | Medium Expected Impact | Large Expected Impact | Small expected impact | Medium expected impact | Large expected impact | Medium expected impact | No expected impact | Medium expected impact | Widespread use (> 50% of projects) | No use at all (0% of projects) | Medium use (10-50% of projects) | Widespread use (> 50% of projects) | Widespread use (> 50% of projects) | Widespread use (> 50% of projects) | Widespread use (> 50% of projects) | Widespread use (> 50% of projects) | Medium use (10-50% of projects) | [95 empty] | Leader
R_1NtzDyfpzx1MHHm | Wind turbine and/or component equipment manufacturer | Wind energy markets and/or cost analysis | Yes | Yes | Euro | Europe |  | 1231.34 | 39.18 | 40 | 30 | 5 | 31.21 | 1063.43 | 27.98 | 55 | 35 | 7 | 21.21 | 1119.4 | 33.58 | 45 | 30 | 7 | 29.65 | 1063.43 | 33.58 | 50 | 30 | 7 | 25.74 | 22.39 | 33.58 | 27.98 | 16.79 | 25.75 | 22.39 | 7 | 7 | 201 | 150 | 220.61 | Large Expected Impact | Large Expected Impact | Medium Expected Impact | Large Expected Impact | Small Expected Impact | Medium Expected Impact | Small Expected Impact | Large Expected Impact | Medium expected impact | Medium expected impact | Large expected impact | Medium expected impact | Small expected impact | Small expected impact | Medium use (10-50% of projects) | Widespread use (> 50% of projects) | Medium use (10-50% of projects) | Medium use (10-50% of projects) | Medium use (10-50% of projects) | Widespread use (> 50% of projects) | Widespread use (> 50% of projects) | Widespread use (> 50% of projects) | Minimal use (<10% of projects) | No, I wish to accelerate to the end of the survey, and submit my responses only for onshore wind. | [5 empty] | 111.94 | 11.19 |  |  |  | 13.94 | [83 empty] | Non-Leader
R_1Qu3LKD41Sn4GAV | Wind turbine and/or component equipment manufacturer | Wind energy markets and/or cost analysis | Yes | No | US Dollar | North America | 8.8 | 1204 | 40 | 45 | 30 | 5 | 27.55 | 874 | 20 | 60 | 40 | 4 | 10.49 | 953 | 50 | 45 | 40 | 9.5 | 35.09 | 953 | 40 | 55 | 40 | 5.5 | 18.7 | 20 | 40 | 25 | 10 | 35 | 17 | 8.2 | 8 | 200 | 180 | 254.65 | Small Expected Impact | Medium Expected Impact | Large Expected Impact | Large Expected Impact | Large Expected Impact | Medium Expected Impact | Medium Expected Impact | Medium Expected Impact | Medium expected impact | Large expected impact | Large expected impact | Small expected impact | Small expected impact | Medium expected impact | Widespread use (> 50% of projects) | Medium use (10-50% of projects) | Medium use (10-50% of projects) | Minimal use (<10% of projects) | Minimal use (<10% of projects) | No opinion | Widespread use (> 50% of projects) | Medium use (10-50% of projects) | Medium use (10-50% of projects) | [95 empty] | Non-Leader
R_1cSqxb8arQ9sxpw | Other private-­sector company (e.g., consultant) | Wind energy markets and/or cost analysis | Yes | Yes | US Dollar | Global average |  | 1300 | 34 | 28 | 25 | 6 | 52.29 | 898 | 20 | 32 | 25 | 6.5 | 31.75 | 1556 | 40 | 30 | 20 | 5 | 59.77 | 1050 | 30 | 33 | 25 | 6 | 36.71 | 40 | 74 | 45 | 24 | 47 | 30 |  | 4.5 | 160 | 110 | 223.81 | Large Expected Impact | Large Expected Impact | Large Expected Impact | No Opinion | Large Expected Impact | Medium Expected Impact | Medium Expected Impact | Large Expected Impact | Small expected impact | Medium expected impact | Large expected impact | Medium expected impact | Small expected impact | Small expected impact |  | Medium use (10-50% of projects) | Medium use (10-50% of projects) | No opinion | No opinion | Medium use (10-50% of projects) | Medium use (10-50% of projects) | Medium use (10-50% of projects) | No opinion | No, I wish to accelerate to the end of the survey, and submit my responses only for onshore wind. | [94 empty] | Non-Leader
R_1dnoWnDmQ7frool | University or other degree-­granting academic institution | Systems­-level wind technologies, focused on the entire wind turbine and/or wind plant | Yes | Yes | US Dollar | North America | 8 | [5 empty] | 40 | 786 | 20 | 44 | 35 | 3.5 | 13.41 | 1582 | 36 | 28 | 20 | 8 | 79.82 | 1124 | 30 | 34 | 25 | 4.9 | 34.01 | 15 | 90 | 37 | 11 | 75 | 26 |  | 5 | 151 | 110 | 279.21 | Small Expected Impact | Medium Expected Impact | Large Expected Impact | Medium Expected Impact | Large Expected Impact | Large Expected Impact | Medium Expected Impact | Large Expected Impact | Large expected impact | Large expected impact | Large expected impact | Small expected impact | Medium expected impact | Medium expected impact | Medium use (10-50% of projects) | Medium use (10-50% of projects) | Minimal use (<10% of projects) | Widespread use (> 50% of projects) | Medium use (10-50% of projects) | Medium use (10-50% of projects) | Minimal use (<10% of projects) | Medium use (10-50% of projects) | Medium use (10-50% of projects) | Yes, proceed | North America | 9.5 | 30 | 40 | 500-699 MW | 2463 | 81 | 50 | 20 | 6 | 65.43 | Yes, proceed | 1689 | 59 | 55 | 35 | 5 | 30.45 | 4458 | 101 | 40 | 18 | 8 | 165.05 | 2054 | 58 | 50 | 25 | 5 | 43.36 | 40 | 186 | 60 | 20 | 140 | 32 | 9.5 | 40 | 50 | 900-1299 MW | No | [29 empty] | 15.1 | 220 | 131 | 397.23 | at no water depth would floating have a lower LCOE in 2019 | >80 meters | 6-10% | Large expected impact | Large expected impact | Large expected impact | Medium expected impact | Large expected impact | Large expected impact | Medium expected impact | Medium expected impact | Medium use (10-50% of projects) | Medium use (10-50% of projects) | Minimal use (<10% of projects) | Medium use (10-50% of projects) | Minimal use (<10% of projects) | Minimal use (<10% of projects) | Minimal use (<10% of projects) | Medium use (10-50% of projects) | Minimal use (<10% of projects) | Non-Leader
R_1hXX6iG1rfaKkXS | Wind power developer, owner, financier, operator, and/or construction contractor | Systems­-level wind technologies, focused on the entire wind turbine and/or wind plant | No | Yes | Euro | [61 empty] | Europe | 9 | 49 | 55 | 300-499 MW | 2462.68 | 100.75 | 45 | 25 | 3.5 | 58.5 | Yes, proceed | 1902.98 | 55.97 |  |  |  | 39.65 | 2126.86 | 83.96 |  |  | 3.5 | 49.75 | 2014.92 | 78.36 |  |  |  | 46.84 | 44.78 | 53.73 | 49.25 | 22.39 | 42.54 | 33.58 | 9 | 55 | 90 | 700-899 MW | Yes | Europe | 2014.92 | 55.97 | 50 | 25 | 3.5 | 37.04 | 3358.2 | 89.55 | 50 | 25 | 3.5 | 60.87 | 2798.5 | 78.36 | 50 | 25 | 3.5 | 51.58 | 64.93 | 89.55 | 78.36 | 17.91 | 51.49 | 35.82 | 10 | 300-499 m | 80 | 500-699 MW | 20 | 280 | 150 | 324.81 | >80 meters | >60 meters | 26-50% | Small expected impact | Small expected impact | Large expected impact | Small expected impact | Large expected impact | Medium expected impact | Large expected impact | Small expected impact | Widespread use (> 50% of projects) | Minimal use (<10% of projects) | Medium use (10-50% of projects) | Minimal use (<10% of projects) | Medium use (10-50% of projects) | Medium use (10-50% of projects) | Medium use (10-50% of projects) | No use at all (0% of projects) | Minimal use (<10% of projects) | Leader
R_1ihtl23tT8VISRG | Wind power developer, owner, financier, operator, and/or construction contractor | Systems­-level wind technologies, focused on the entire wind turbine and/or wind plant | Yes | No | US Dollar | North America | 8 | 1400 | 45 | 45 | 30 | 6 | 34.65 | 800 | 25 | 65 | 50 | 1 | 6.62 | 1800 | 55 | 40 | 25 | 8 | 62.18 | 1200 | 35 | 55 | 35 | 3 | 16.43 | 24 | 50 | 30 | 5 | 67 | 13 | 8 | 6.1 | 175 | 135 | 253.61 | Medium Expected Impact | No Expected Impact | Large Expected Impact | Large Expected Impact | Medium Expected Impact | Small Expected Impact | No Expected Impact | Medium Expected Impact | Small expected impact | Medium expected impact | Large expected impact | Small expected impact | Small expected impact | Large expected impact | Widespread use (> 50% of projects) | Widespread use (> 50% of projects) | Medium use (10-50% of projects) | No opinion | No opinion | Medium use (10-50% of projects) | Widespread use (> 50% of projects) | Minimal use (<10% of projects) | Minimal use (<10% of projects) | [95 empty] | Non-Leader
R_1jqtSClEQESINlQ | Other not-­for-­profit organization (e.g., NGOs, international organizations) | Wind energy markets and/or cost analysis | Yes | Yes | US Dollar | North America | 7.8 | 1282 | 35 | 45 | 30 | 4.5 | 26.11 | 750 | 25 | 55 | 35 |  | 12.64 | 1150 | 32 |  |  |  | 23.58 | 900 | 30 | 50 | 33 |  | 17.07 | 19 | 25 | 22 | 6 | 20 | 13 | 8 | 8 | 200 | 120 | 254.65 | Medium Expected Impact | Medium Expected Impact | Large Expected Impact | Large Expected Impact | Large Expected Impact | Large Expected Impact | Medium Expected Impact | Small Expected Impact | Medium expected impact | Large expected impact | Small expected impact | Small expected impact | Small expected impact | Small expected impact | Widespread use (> 50% of projects) | Widespread use (> 50% of projects) | Widespread use (> 50% of projects) | Medium use (10-50% of projects) | Medium use (10-50% of projects) | Medium use (10-50% of projects) | Widespread use (> 50% of projects) | Medium use (10-50% of projects) | Minimal use (<10% of projects) | Yes, proceed | North America | 9.5 |  | 20 | 300-499 MW | 4000 | 90 | 48 | 30 | 5 | 75.62 | Yes, proceed | 2000 | 65 | 60 | 40 |  | 30.72 | 3500 | 80 | 50 |  | 5.5 | 67.12 | 2500 | 75 | 55 | 35 |  | 42.52 | 52 | 76 | 64 | 20 | 56 | 34 | 9.5 |  |  | 300-499 MW | No | [29 empty] | 20 | 280 | 175 | 324.81 |  |  | 26-50% | Medium expected impact | Medium expected impact | Large expected impact | Large expected impact | Medium expected impact | Large expected impact | Large expected impact | Small expected impact | Widespread use (> 50% of projects) | Medium use (10-50% of projects) | Minimal use (<10% of projects) | Medium use (10-50% of projects) | Medium use (10-50% of projects) | Minimal use (<10% of projects) | Widespread use (> 50% of projects) | Medium use (10-50% of projects) | Minimal use (<10% of projects) | Non-Leader
R_1mLqT9D01XRBjq6 | Wind power developer, owner, financier, operator, and/or construction contractor | Wind energy markets and/or cost analysis | Yes | Yes | US Dollar | North America | 9.2 | 1004 | 40 | 52 | 35 | 7 | 24.16 | 1400 | 45 | 59 | 35 | 7 | 27.61 | 1960 | 64 | 59 | 35 | 8 | 42.56 | 1645 | 52 | 58 | 35 | 7.6 | 34.71 | 20 | 45 | 33 | 30 |  | 40 | 9.6 | 4.6 | 154 | 112 | 246.96 | Medium Expected Impact | Medium Expected Impact | Medium Expected Impact | Large Expected Impact | Large Expected Impact | Large Expected Impact | Small Expected Impact | Medium Expected Impact | Medium expected impact | Medium expected impact | Small expected impact | Large expected impact | No expected impact | No expected impact | Minimal use (<10% of projects) | Medium use (10-50% of projects) | Minimal use (<10% of projects) | Minimal use (<10% of projects) | Minimal use (<10% of projects) | No use at all (0% of projects) | Minimal use (<10% of projects) | Minimal use (<10% of projects) | Medium use (10-50% of projects) | Yes, proceed | North America |  |  |  | = < 50 MW | 4833 | 141 | 47 | 35 | 9 | 139.74 | Yes, proceed | 4351 | 130 | 40 | 20 | 8 | 162.52 | 6089 | 161 | 46 | 40 | 9.1 | 173.35 | 5445 | 132 | 44 | 30 | 9 | 166.87 | 146 |  | 180 | 147 | [5 empty] | = < 50 MW | No | [29 empty] | 15.2 | 187 | 123 | 553.4400000000001 | >20 meters | >20 meters | = <1% | Small expected impact | Large expected impact | Medium expected impact | Small expected impact | Small expected impact | No expected impact | Large expected impact | Small expected impact | No use at all (0% of projects) | Minimal use (<10% of projects) | No use at all (0% of projects) | Minimal use (<10% of projects) | Minimal use (<10% of projects) | No use at all (0% of projects) | Minimal use (<10% of projects) | Minimal use (<10% of projects) | No use at all (0% of projects) | Leader
R_1ojUg8tmPvYiueh | Other private-­sector company (e.g., consultant) | Wind energy markets and/or cost analysis | Yes | Yes | US Dollar | North America |  | 1455 | 39 | 40 | 30 | 6.8 | 41.26 | 1085 | 32 | 55 | 30 | 6.5 | 22.37 | 1443 | 32 | 38 | 30 | 6.5 | 39.89 | 1185 | 32 | 44 | 30 | 6.5 | 29.78 | 27 | 48 | 36 | 20 | 36 | 27 |  | 3.5 | 115 | 110 | 336.96 | Medium Expected Impact | Small Expected Impact | Large Expected Impact | Large Expected Impact | Small Expected Impact | Medium Expected Impact | Small Expected Impact | Medium Expected Impact | Large expected impact | Large expected impact | Small expected impact | Small expected impact | Medium expected impact | Medium expected impact | Medium use (10-50% of projects) | Minimal use (<10% of projects) | Minimal use (<10% of projects) | Minimal use (<10% of projects) | Widespread use (> 50% of projects) | Minimal use (<10% of projects) | Widespread use (> 50% of projects) | Minimal use (<10% of projects) | Medium use (10-50% of projects) | Yes, proceed | North America |  | 26 | 10 | = < 50 MW | 4579 | 129 | 46 | 30 | 6.6 | 112.41 | Yes, proceed | 2000 | 60 | 60 | 35 | 5.3 | 32.13 | 3000 | 100 | 50 |  | 8 | 80.3 | 2369 | 79 | 56 |  |  | 50.27 | 60 | 100 | 74 | 24 | 80 | 35 |  |  |  | 300-499 MW | No | [29 empty] | 14 | 222 | 120 | 361.69 | >30 meters | >30 meters | 26-50% | Small expected impact | Medium expected impact | Large expected impact | Small expected impact | Large expected impact | Medium expected impact | Medium expected impact | Small expected impact | Widespread use (> 50% of projects) | Minimal use (<10% of projects) | No use at all (0% of projects) | Minimal use (<10% of projects) | Minimal use (<10% of projects) | Medium use (10-50% of projects) | Medium use (10-50% of projects) | Minimal use (<10% of projects) | Minimal use (<10% of projects) | Non-Leader
R_1oq1nzRtKVmCdRK | Wind power developer, owner, financier, operator, and/or construction contractor | Systems­-level wind technologies, focused on the entire wind turbine and/or wind plant | No | Yes | Euro | [61 empty] | Europe | 9 | 40 | 80 | 700-899 MW | 5088.79 | 120.9 | 51 | 25 | 11.4 | 169.13 | Yes, proceed | 3822.75 | 110.82 | 58 | 35 | 7 | 74.31 | 5823.12 | 139.92 | 46 | 25 | 12 | 224.28 | 4255.96 | 108.58 | 53 | 35 | 9.4 | 109.66 | 83.1 | 251.23 | 120.08 | 65.27 | 196.8 | 95.85 | 10 | 45 | 150 | 1300-1699 MW | Yes | Europe | 7677.96 | 111.94 | 65 | 25 | 8 | 141.67 | 8449.23 | 160.07 | 45 | 25 | 8 | 234.55 | 7895.13 | 134.33 | 55 | 25 | 8 | 176.15 | 174.14 | 287.63 | 216.83 | 110.84 | 185.88 | 139 | 10.9 | 300-499 m | 100 | 200-299 MW | 20 | 141 | 159 | 1280.86 | >60 meters | >80 meters | 26-50% | Medium expected impact | Medium expected impact | Large expected impact | Small expected impact | Small expected impact | Large expected impact | No expected impact | Small expected impact | Widespread use (> 50% of projects) | No opinion | No opinion | Minimal use (<10% of projects) | Medium use (10-50% of projects) | No opinion | Widespread use (> 50% of projects) | No opinion | Widespread use (> 50% of projects) | Leader
R_1pFscXQQ74ZW1Vc | Other private-­sector company (e.g., consultant) | Wind energy markets and/or cost analysis | Yes | No | US Dollar | North America |  | 1485 | 39 | 44 | 30 | 5.6 | 34 | 1548 | 47 | 55 | 40 | 5 | 25.25 | 2098 | 47 | 38 |  | 6 | 55.35 | 1678 | 47 | 49 |  |  | 35.18 | 24 | 53 | 33 | 30 | 63 | 40 | [5 empty] | No Expected Impact | No Expected Impact | Small Expected Impact | Large Expected Impact | Medium Expected Impact | Medium Expected Impact | Large Expected Impact | Medium Expected Impact | Small expected impact | Medium expected impact | Large expected impact | Large expected impact | Small expected impact | Large expected impact | No opinion | No opinion | No opinion | No opinion | No opinion | No opinion | No opinion | No opinion | No opinion | [95 empty] | Non-Leader
R_1qVy1E91X4mUS5j | Public research or research management institution | Wind energy markets and/or cost analysis | No | Yes | US Dollar | [61 empty] | North America | 9 | 35 | 55 | 700-899 MW | 3900 | 110 | 45 | 25 | 6 | 99.64 | Yes, proceed | 2400 | 50 | 48 | 35 | 4.8 | 40.6 | 3000 | 80 | 45 | 30 | 6 | 70.08 | 2700 | 60 | 47 | 35 | 5.2 | 49.73 | 58 | 90 | 72 | 32 | 54 | 41 | 9 | 35 | 55 | 500-699 MW | Yes | North America | 2600 | 55 | 53 | 35 | 4.5 | 38.66 | 3200 | 80 | 47 | 30 | 6 | 70.28 | 2800 | 60 | 50 | 30 | 5 | 50.13 | 66 | 100 | 85 | 30 | 50 | 40 | 9.5 | 300-499 m | 100 | 500-699 MW | 15 | 245 | 150 | 318.18 | >80 meters | >60 meters | 26-50% | Small expected impact | Small expected impact | Large expected impact | Medium expected impact | Large expected impact | Medium expected impact | Large expected impact | Medium expected impact | Minimal use (<10% of projects) | Medium use (10-50% of projects) | Minimal use (<10% of projects) | Minimal use (<10% of projects) | Minimal use (<10% of projects) | Medium use (10-50% of projects) | Widespread use (> 50% of projects) | Widespread use (> 50% of projects) | Minimal use (<10% of projects) | Leader
R_1r8EMyP5eDKiOIS | Other private-­sector company (e.g., consultant) | Systems­-level wind technologies, focused on the entire wind turbine and/or wind plant | Yes | Yes | US Dollar | Europe | 7.8 | 1347 | 30 | 38 | 25 | 5 | 35 | 1035 | 25 | 42 | 30 | 4 | 20.62 | 1200 | 27 | 40 | 25 | 5 | 29.7 | 1130 | 25 | 40 | 28 | 4.5 | 25.06 | 23 | 32 | 28 | 20 | 28 | 24 | 8 | 3.5 | 130 | 100 | 263.69 | Small Expected Impact | Large Expected Impact | Medium Expected Impact | Large Expected Impact | Large Expected Impact | Medium Expected Impact | Medium Expected Impact | Large Expected Impact | Medium expected impact | Large expected impact | Large expected impact | Medium expected impact | Medium expected impact | Large expected impact | Medium use (10-50% of projects) | Medium use (10-50% of projects) | Minimal use (<10% of projects) | Medium use (10-50% of projects) | Medium use (10-50% of projects) | Medium use (10-50% of projects) | Medium use (10-50% of projects) | Widespread use (> 50% of projects) | Medium use (10-50% of projects) | Yes, proceed | Europe | 9.2 | 30 | 15 | 100-199 MW | 3992 | 100 | 50 | 20 | 5.5 | 95.11 | Yes, proceed | 2498 | 59 | 60 | 30 | 4 | 34.59 | 3697 | 75 | 52 | 25 | 4.5 | 65.37 | 2905 | 70 | 55 | 28 | 4 | 45.73 | 37 | 73.75 | 56 | 24 | 56 | 40 | 9.5 | 50 | 75 | 300-499 MW | No |  | 2984 | 75 |  |  |  | 43.63 | 3114 | 80 |  |  |  | 60.3 | 3006 | 78 |  |  |  | 51.77 | 45 | 75 | 56 | 40 | 58 | 49 |  |  |  |  | 14 | 220 | 151 | 368.29 | >40 meters | >50 meters | 11-25% | Small expected impact | Medium expected impact | Large expected impact | Medium expected impact | Large expected impact | Large expected impact | Large expected impact | Medium expected impact | Minimal use (<10% of projects) | Minimal use (<10% of projects) | Minimal use (<10% of projects) | Widespread use (> 50% of projects) | Medium use (10-50% of projects) | Medium use (10-50% of projects) | Medium use (10-50% of projects) | Medium use (10-50% of projects) | Medium use (10-50% of projects) | Non-Leader
R_1rB7ArUldAIzZnU | Other not-­for-­profit organization (e.g., NGOs, international organizations) | Wind energy markets and/or cost analysis | Yes | Yes | US Dollar | Asia | 9 | 1040 | 40 | 40 | 20 | 7 | 38.74 | 800 | 20 | 40 | 25 | 4 | 18.59 | 900 | 30 | 25 | 30 | 5 | 37.12 | 850 | 25 | 40 | 20 | 4.5 | 24.43 | [6 empty] | 8 | 6 | 190 | 160 | 211.62 | Medium Expected Impact | Small Expected Impact | Medium Expected Impact | Large Expected Impact | Large Expected Impact | Medium Expected Impact | Large Expected Impact | Small Expected Impact | Small expected impact | Large expected impact | Large expected impact | Large expected impact | Medium expected impact | Medium expected impact | Minimal use (<10% of projects) | Widespread use (> 50% of projects) | Widespread use (> 50% of projects) | No opinion | Medium use (10-50% of projects) | Minimal use (<10% of projects) | Medium use (10-50% of projects) | Medium use (10-50% of projects) | Medium use (10-50% of projects) | Yes, proceed | Asia | 12 | 40 | 20 | 100-199 MW | 4500 | 115 | 40 | 25 | 5 | 115.29 | Yes, proceed | 3000 | 100 | 45 | 30 | 4.5 | 65.7 | 4000 | 110 | 40 | 25 | 4.5 | 100.18 | 3800 | 105 | 42 | 25 | 4.5 | 90.78 | [6 empty] | 12 | 55 | 60 | 200-299 MW | No | [29 empty] | 10 | 200 | 150 | 318.31 | >90 meters | >100 meters | 6-10% | No expected impact | Medium expected impact | Medium expected impact | Medium expected impact | Small expected impact | Medium expected impact | Large expected impact | Small expected impact | Medium use (10-50% of projects) | No use at all (0% of projects) | No use at all (0% of projects) | Minimal use (<10% of projects) | Minimal use (<10% of projects) | Minimal use (<10% of projects) | Medium use (10-50% of projects) | Medium use (10-50% of projects) | No use at all (0% of projects) | Leader
R_1rPp0HINRIghfn4 | Wind turbine and/or component equipment manufacturer | Systems­-level wind technologies, focused on the entire wind turbine and/or wind plant | No | Yes | Euro | [61 empty] | Europe | 9 | 40 | 70 | 300-499 MW | 3134.32 | 61.57 | 42 | 20 | 5 | 80.84 | Yes, proceed | 2462.68 | 55.97 | 55 | 30 | 4 | 36.74 | 2798.5 | 67.16 | 45 | 30 | 7 | 69.86 | 2462.68 | 61.57 | 50 | 30 |  | 46.1 | 44.78 | 78.36 | 59.33 | 22.39 | 59.33 | 38.06 | 9.5 | 63 | 35 | = < 50 MW | Yes | Europe | 3134.32 | 39.18 | 60 | 30 | 6 | 46.47 | 3917.9 | 55.97 | 45 | 25 | 6 | 86.26 | 3358.2 | 44.78 | 55 | 30 | 6 | 54.9 | 55.97 | 104.1 | 78.36 | 22.39 | 78.36 | 36.94 | 10.2 | 50-99 m | 100 | 900-1299 MW | 30 | 300 | 180 | 424.41 | >50 meters | >70 meters | 51-75% | Medium expected impact | Small expected impact | No expected impact | Medium expected impact | Medium expected impact | No expected impact | Small expected impact | No expected impact | No opinion | Widespread use (> 50% of projects) | Medium use (10-50% of projects) | Medium use (10-50% of projects) | Medium use (10-50% of projects) | Medium use (10-50% of projects) | Minimal use (<10% of projects) | Widespread use (> 50% of projects) | Widespread use (> 50% of projects) | Non-Leader
R_20Zf8MhbehhHCUs | University or other degree-­granting academic institution | Wind energy markets and/or cost analysis | No | Yes | Euro | [61 empty] | Europe | 9 | 42 | 65 | 500-699 MW | 2849.99 | 100.75 | 48 | 30 | 5 | 62.59 | Yes, proceed | 2346.26 | 68.28 | 55 | 35 | 3 | 32.08 | 2515.29 | 95.15 | 50 | 30 | 5 | 54.45 | 2419.02 | 83.95 | 52 | 31 | 3.5 | 41.96 | 35.82 | 61.57 | 47.01 | 29.1 | 50.37 | 39.18 |  |  |  | 700-899 MW | No | [29 empty] | 12 | 210 | 150 | 346.46 | at no water depth would floating have a lower LCOE in 2019 | >80 meters | 11-25% | Medium expected impact | Medium expected impact | Medium expected impact | Small expected impact | Large expected impact | Large expected impact | Medium expected impact | Small expected impact | Widespread use (> 50% of projects) | Medium use (10-50% of projects) | Minimal use (<10% of projects) | Widespread use (> 50% of projects) | Minimal use (<10% of projects) | Minimal use (<10% of projects) | Medium use (10-50% of projects) | Widespread use (> 50% of projects) | Minimal use (<10% of projects) | Non-Leader
R_21bmjSErBMFdcim | Other private-­sector company (e.g., consultant) | Subsystem-level wind technologies, focused on specific wind turbine and/or wind plant subsystems or components | Yes | Yes | US Dollar | North America | 8.3 | 1498 | 42 | 31 | 21 | 5 | 55.52 | 1759 | 22 | 28 | 20 | 4.1 | 57.88 | 1728 | 45 | 28 | 20 | 7.1 | 83.82 | 1807 | 37 | 28 | 20 | 4.3 | 66.46 | 56.22 | 67.92 | 58.82 | 60.14 | 87.32 | 69.62 | 8 | 3 | 125 | 100 | 244.46 | Large Expected Impact | Large Expected Impact | Large Expected Impact | Medium Expected Impact | Medium Expected Impact | Large Expected Impact | Small Expected Impact | Large Expected Impact | Medium expected impact | Small expected impact | Large expected impact | Medium expected impact | Medium expected impact | Large expected impact | Medium use (10-50% of projects) | Medium use (10-50% of projects) | Medium use (10-50% of projects) | Medium use (10-50% of projects) | Minimal use (<10% of projects) | Medium use (10-50% of projects) | Medium use (10-50% of projects) | Minimal use (<10% of projects) | Widespread use (> 50% of projects) | No, I wish to accelerate to the end of the survey, and submit my responses only for onshore wind. | [94 empty] | Leader
R_24MCURpwvpqizGp | Public research or research management institution | Wind energy markets and/or cost analysis | Yes | Yes | US Dollar | North America | 9 | 1295 | 31 | 40 | 30 | 4 | 27.01 | 1101 | 27 | 44 | 30 | 4 | 21.05 | 1503 | 35 | 35 | 20 | 5 | 48.3 | 1353 | 32 | 38 | 25 | 4.5 | 34.11 | 24 | 40 | 32 | 18 | 57 | 35 |  | 8 | 205 | 130 | 242.38 | Small Expected Impact | Small Expected Impact | Small Expected Impact | Large Expected Impact | Medium Expected Impact | No Expected Impact | Large Expected Impact | Medium Expected Impact | No expected impact | No expected impact | Large expected impact | Large expected impact | Medium expected impact | Small expected impact | Minimal use (<10% of projects) | Minimal use (<10% of projects) | Minimal use (<10% of projects) | Widespread use (> 50% of projects) | Widespread use (> 50% of projects) | No use at all (0% of projects) | Widespread use (> 50% of projects) | Minimal use (<10% of projects) | Minimal use (<10% of projects) | No, I wish to accelerate to the end of the survey, and submit my responses only for onshore wind. | [94 empty] | Non-Leader
R_25ABBZAW2SXDXod | Wind turbine and/or component equipment manufacturer | Wind energy markets and/or cost analysis | Yes | No | US Dollar | North America | 9 | 1095 | 30 | 50 | 30 | 5 | 21.1 | 455 | 20 | 61 | 40 | 6 | 8.6 | 691 | 22 | 57 | 40 | 10 | 18 | 541 | 20 | 60 | 40 | 8 | 11.69 | 14 | 21 | 17 | 5 | 15 | 10 | 8 | 5.5 | 185 | 150 | 204.61 | Small Expected Impact | Large Expected Impact | Large Expected Impact | Large Expected Impact | Large Expected Impact | Medium Expected Impact | Small Expected Impact | Medium Expected Impact | Large expected impact | Medium expected impact | Small expected impact | Small expected impact | Small expected impact | Medium expected impact | No use at all (0% of projects) | Medium use (10-50% of projects) | Minimal use (<10% of projects) | Widespread use (> 50% of projects) | Minimal use (<10% of projects) | Minimal use (<10% of projects) | Widespread use (> 50% of projects) | Widespread use (> 50% of projects) | Minimal use (<10% of projects) | [95 empty] | Leader
R_26nWVfJ5xFeQlkq | University or other degree-­granting academic institution | Subsystem-level wind technologies, focused on specific wind turbine and/or wind plant subsystems or components | Yes | Yes | Euro | Europe | 7 | 1680.22 | 22.39 | 26 | 25 | 5 | 57.2 | 1364.55 | 22.39 | 25 | 30 | 5 | 45.74 | 2246.64 | 54.85 | 50 | 40 | 10 | 62.91 | 1496.64 | 44.78 | 40 | 35 | 9 | 51.17 | 48.13 | 63.81 |  | 39.18 | 54.85 | 47.01 | 7 | 5 | 120 | 100 | 442.1 | Medium Expected Impact | Medium Expected Impact | Medium Expected Impact | Medium Expected Impact | Large Expected Impact | Large Expected Impact | Large Expected Impact | Small Expected Impact | Large expected impact | Large expected impact | Small expected impact | Small expected impact | Small expected impact | No expected impact | Widespread use (> 50% of projects) | Widespread use (> 50% of projects) | Widespread use (> 50% of projects) | No use at all (0% of projects) | Widespread use (> 50% of projects) | Widespread use (> 50% of projects) | Minimal use (<10% of projects) | Medium use (10-50% of projects) | Medium use (10-50% of projects) | Yes, proceed | Europe | 9 | 30 | 15 | 300-499 MW | 3386.18 | 111.94 | 40 | 30 | 8 | 113.04 | No, I am more comfortable with only answering questions about the future cost of floating offshore wind. | [29 empty] | Europe | 2299.25 | 111.94 | 50 | 30 | 6 | 59.9 | 3500.36 | 134.33 | 65 | 50 | 10.1 | 83.1 | 3067.16 | 123.13 | 56 | 40 | 8 | 72.98 | 61.57 | 103.5445 | 78.36 | 44.78 | 70.52 | 55.97 | 10 | 50-99 m | 50 | 200-299 MW | 15 | 249 | 150 | 308.04 | at no water depth would floating have a lower LCOE in 2019 | >50 meters | 51-75% | Medium expected impact | Medium expected impact | Large expected impact | Medium expected impact | Large expected impact | Large expected impact | Medium expected impact | Medium expected impact | No opinion | Medium use (10-50% of projects) | Widespread use (> 50% of projects) | No use at all (0% of projects) | Widespread use (> 50% of projects) | Widespread use (> 50% of projects) | Medium use (10-50% of projects) | Widespread use (> 50% of projects) | Minimal use (<10% of projects) | Non-Leader
R_27TdOMsAqWAomfu | Other private-­sector company (e.g., consultant) | Wind energy markets and/or cost analysis | Yes | Yes | Euro | Global average | 7.5 | 1830.22 | 27.98 | 30 | 20 | 6 | 68.78 | 907.83 | 11.19 | 42 | 35 | 4.8 | 15.45 | 1279.47 | 20.15 | 36 | 25 | 5.4 | 33.76 | 1164.18 | 15.67 | 38 | 30 | 4.9 | 24.36 | 31.34 | 47.01 | 39.18 | 7.84 | 23.51 | 15.67 | 6.4 | 9 | 220 | 200 | 236.76 | Large Expected Impact | Medium Expected Impact | Large Expected Impact | Large Expected Impact | Large Expected Impact | Large Expected Impact | Large Expected Impact | Large Expected Impact | Large expected impact | Large expected impact | Large expected impact | Large expected impact | Medium expected impact | Large expected impact | Widespread use (> 50% of projects) | Widespread use (> 50% of projects) | Widespread use (> 50% of projects) | Widespread use (> 50% of projects) | Widespread use (> 50% of projects) | Widespread use (> 50% of projects) | Widespread use (> 50% of projects) | Widespread use (> 50% of projects) | Widespread use (> 50% of projects) | Yes, proceed | Global average | 9.5 |  |  | >=1300 MW | 5644.01 | 80.6 | 50 | 20 | 4.5 | 110.26 | Yes, proceed | 2304.84 | 45.9 | 58 | 30 | 3.5 | 29.65 | 3027.98 | 61.57 | 55 | 25 | 4.2 | 49.2 | 2641.78 | 49.25 | 53 | 30 | 4 | 38.57 | 55.97 | 89.55 | 72.76 | 22.39 | 44.78 | 33.58 | 9 |  | 121 | 2500-3499 MW | No | [29 empty] | 20 | 280 | 160 | 324.81 | >60 meters | >80 meters |  | Small expected impact | Medium expected impact | Large expected impact | Large expected impact | Large expected impact | Large expected impact | Large expected impact | Large expected impact | Widespread use (> 50% of projects) | Widespread use (> 50% of projects) | Minimal use (<10% of projects) | Widespread use (> 50% of projects) | Widespread use (> 50% of projects) | Widespread use (> 50% of projects) | Widespread use (> 50% of projects) | Widespread use (> 50% of projects) | Widespread use (> 50% of projects) | Leader
R_27WfBKLF6IIdDF7 | Wind power developer, owner, financier, operator, and/or construction contractor |  | No | Yes | Euro | [61 empty] | Europe | 11.5 | 40 | 52 | 300-499 MW | 3405.21 | 113.06 | 60 | 30 | 6.5 | 66.76 | No, I am more comfortable with only answering questions about the future cost of floating offshore wind. | [29 empty] | Asia | 4005.21 | 113.06 | 51 | 25 | 7.5 | 102.25 | 5134.69 | 162.31 | 41 | 25 | 8 | 174.55 | 4510.06 | 123.13 | 49 | 27 | 8.1 | 121.63 | 134.33 |  | 179.1 | 60.45 | 179.1 | 111.94 | 10 | 100-199 m | 100 | 900-1299 MW | 23 | 275 | 145 | 387.23 | >70 meters | >50 meters | 11-25% | Medium expected impact | Large expected impact | Medium expected impact | No opinion | Medium expected impact | Medium expected impact | Medium expected impact | No expected impact | Medium use (10-50% of projects) | Medium use (10-50% of projects) | Medium use (10-50% of projects) | Medium use (10-50% of projects) | Minimal use (<10% of projects) | Minimal use (<10% of projects) | Medium use (10-50% of projects) | Medium use (10-50% of projects) | Medium use (10-50% of projects) | Leader
R_295qL2Ai59bNXDK | Wind turbine and/or component equipment manufacturer | Wind energy markets and/or cost analysis | Yes | No | US Dollar | North America | 7 | 1000 | 22 | 35 | 25 | 6 | 30.82 | 900 | 10 | 42 | 35 | 2 | 10.13 | 1400 | 20 | 35 | 20 | 8 | 52.65 | 1000 | 12 | 40 | 30 | 4 | 17.45 | 13 | 60 | 20 | 8 | 30 | 15 | 7 | 9 | 210 | 130 | 259.84 | Medium Expected Impact | Large Expected Impact | Medium Expected Impact | Large Expected Impact | Large Expected Impact | Medium Expected Impact | Small Expected Impact | Medium Expected Impact | Medium expected impact | Large expected impact | Medium expected impact | Small expected impact | Small expected impact | Small expected impact | Widespread use (> 50% of projects) | Medium use (10-50% of projects) | Medium use (10-50% of projects) | Medium use (10-50% of projects) | No opinion | No use at all (0% of projects) | Widespread use (> 50% of projects) | Minimal use (<10% of projects) | Medium use (10-50% of projects) | [95 empty] | Non-Leader
R_2AL61OPsCsQlV8l | Wind turbine and/or component equipment manufacturer | Wind energy markets and/or cost analysis | No | Yes | Euro | [61 empty] | Europe | 10 | 30 | 50 | 500-699 MW | 2091.04 | 78.36 | 48 | 25 | 8 | 63.63 | Yes, proceed | 1341.04 | 33.58 | 55 | 35 | 6.5 | 25.09 | 1558.2 | 55.97 | 50 | 30 | 7.5 | 40.91 | 1460.82 | 47.01 | 52 | 32 | 7 | 33.53 | 34.7 | 50.373 | 42.54 | 20.15 | 36.94 | 26.87 | 10 | 30 | 101 | 1300-1699 MW | Yes | Europe | 1966.79 | 50.37 | 55 | 35 | 6.5 | 37.02 | 2545.52 | 78.36 | 50 | 30 | 8 | 66.66 | 2280.22 | 61.57 | 52 | 30 | 7.4 | 52.63 | 51.49 | 82.5557 | 63.81 | 33.58 | 60.45 | 48.13 | 10 | 100-199 m | 75 | 900-1299 MW | 20.2 | 281 | 159 | 325.72 | >100 meters | >60 meters | 1-5% | No opinion | No opinion | No opinion | No opinion | No opinion | No opinion | No opinion | No opinion | No opinion | No opinion | No opinion | No opinion | No opinion | No opinion | No opinion | No opinion | No opinion | Leader
R_2BsyYtSgtviRPcm | Wind turbine and/or component equipment manufacturer | Wind energy markets and/or cost analysis | No | Yes | Euro | [61 empty] | Europe | 9.5 | 41 | 60 | 700-899 MW | 3257.45 | 99.63 | 50 | 25 | 5 | 70.51 | Yes, proceed | 2016.04 | 67.16 | 60 | 35 | 3 | 26.89 | 2473.87 | 78.36 | 53 | 25 | 4.5 | 48.98 | 2016.04 | 72.76 | 57 | 30 | 3.8 | 33.82 | 47.01 | 66.04 | 54.85 | 22.39 | 33.58 | 26.87 | 10 | 50 | 79 | 1300-1699 MW | Yes | Europe | 3268.65 | 78.36 | 60 | 35 | 3.5 | 39.97 | 4136.18 | 92.91 | 53 | 25 | 4.5 | 73.7 | 3701.86 | 85.07 | 57 | 30 | 3.7 | 51.83 | 89.55 | 135.45 | 107.46 | 22.39 | 59.33 | 33.58 | 10 | 50-99 m | 67 | 900-1299 MW | 25 | 300 | 170 | 353.68 | >60 meters | >60 meters | 11-25% | Small expected impact | No expected impact | Medium expected impact | Small expected impact | Medium expected impact | Medium expected impact | Large expected impact | Small expected impact | Medium use (10-50% of projects) | Widespread use (> 50% of projects) | Minimal use (<10% of projects) | Minimal use (<10% of projects) | Minimal use (<10% of projects) | Medium use (10-50% of projects) | Medium use (10-50% of projects) | Medium use (10-50% of projects) | Minimal use (<10% of projects) | Leader
R_2CD2sVaIVCakv8W | University or other degree-­granting academic institution | Wind energy markets and/or cost analysis | No | No | US Dollar | [155 empty] | Non-Leader
R_2CjKFmnlNRrehzW | Wind turbine and/or component equipment manufacturer | Wind energy markets and/or cost analysis | No | Yes | Euro |  |  | 111.94 | 11.19 |  |  |  | 13.94 | [53 empty] | Europe | 9.5 | 42 | 71 | 900-1299 MW | 3368.27 | 89.55 | 54 | 25 | 3 | 53.94 | No, I am more comfortable with only answering questions about the future cost of floating offshore wind. | [29 empty] | Europe | 3134.32 | 100.75 | 62 | 25 | 6 | 60.39 | 3895.51 | 111.94 | 58 | 20 | 8 | 99.48 | 3557.45 | 100.75 | 59 | 24 | 6 | 70.65 | 110.82 | 123.13 | 118.66 | 33.58 | 62.69 | 44.78 | 10.5 | 50-99 m | 201 | 500-699 MW | 25 | 300 | 200 | 353.68 | >60 meters | >50 meters | 11-25% | Medium expected impact | Medium expected impact | Medium expected impact | Large expected impact | Large expected impact | Large expected impact | Large expected impact | Medium expected impact | Widespread use (> 50% of projects) | Widespread use (> 50% of projects) | Medium use (10-50% of projects) | Widespread use (> 50% of projects) | Minimal use (<10% of projects) | Medium use (10-50% of projects) | Widespread use (> 50% of projects) | No opinion | Medium use (10-50% of projects) | Non-Leader
R_2CkVM4iea97Kyck | Other private-­sector company (e.g., consultant) | Wind energy markets and/or cost analysis | No | Yes | Euro | [61 empty] | Europe | 9.5 | 35 | 50 | 500-699 MW | 3022.38 | 128.73 | 40 | 25 | 7 | 106.84 | Yes, proceed | 1679.1 | 33.58 | 67 | 35 | 4 | 18.31 | 2238.8 | 55.97 | 57 | 30 | 5.5 | 38.62 | 2014.92 | 41.42 | 60 | 35 | 5 | 27.79 | 44.78 | 67.16 | 55.97 | 16.79 | 33.58 | 22.39 | 9.8 | 45 | 80 | 1700-2099 MW | Yes | Europe | 2574.62 | 34.7 | 67 | 35 | 4 | 25.22 | 2574.62 | 67.16 | 65 | 30 | 6 | 41.37 | 2350.74 | 50.37 | 65 | 30 | 5.5 | 34.09 | 90.67 | 223.88 | 145.52 | 16.79 | 39.18 | 27.98 | 10 | 100-199 m | 70 | 1300-1699 MW | 22 | 275 | 125 | 370.4 | >100 meters | >60 meters | 26-50% | Small expected impact | Small expected impact | Medium expected impact | No expected impact | Medium expected impact | Medium expected impact | Large expected impact | No expected impact | Medium use (10-50% of projects) | Medium use (10-50% of projects) | Minimal use (<10% of projects) | Widespread use (> 50% of projects) | Widespread use (> 50% of projects) | Medium use (10-50% of projects) | Widespread use (> 50% of projects) | Medium use (10-50% of projects) | Medium use (10-50% of projects) | Leader
R_2PByTh5OBSGlyNf | Public research or research management institution | Wind energy markets and/or cost analysis | Yes | No | US Dollar | North America | 8 | 1400 | 40 | 45 | 30 | 5.5 | 31.86 | 1000 | 25 | 55 | 30 | 5 | 17.02 | 1600 | 45 | 45 | 30 | 7 | 41.62 | 1250 | 35 | 50 |  | 5 | 24.26 | 25 | 40 | 30 | 15 | 35 | 20 | 8 | 6 | 200 | 120 | 190.99 | Medium Expected Impact | Medium Expected Impact | Large Expected Impact | Medium Expected Impact | Medium Expected Impact | Medium Expected Impact | Small Expected Impact | Large Expected Impact | Medium expected impact | Medium expected impact | Large expected impact | Medium expected impact | Small expected impact | Medium expected impact | Medium use (10-50% of projects) | Widespread use (> 50% of projects) | Widespread use (> 50% of projects) | Medium use (10-50% of projects) | Widespread use (> 50% of projects) | Minimal use (<10% of projects) | Widespread use (> 50% of projects) | Minimal use (<10% of projects) | Minimal use (<10% of projects) | [95 empty] | Non-Leader
R_2R9ra1JAWk84io1 | Other private-­sector company (e.g., consultant) | Wind energy markets and/or cost analysis | No | Yes | Euro | [61 empty] | Europe | 9.5 | 30 | 25 | 700-899 MW | 2798.5 | 78.36 | 45 | 15 | 3.5 | 78.09 | Yes, proceed | 1791.04 | 50.37 | 55 | 30 |  | 27.36 | 2238.8 | 67.16 | 52 | 20 |  | 46.04 | 1958.95 | 55.97 | 54 | 25 |  | 33.67 | 52.61 | 67.16 | 55.97 | 17.91 | 31.34 | 21.27 |  |  |  | 900-1299 MW | No | [29 empty] | 15 | 230 | 150 | 361.03 | at no water depth would floating have a lower LCOE in 2019 | >50 meters | 6-10% | No expected impact | Large expected impact | Medium expected impact | No expected impact | Small expected impact | Small expected impact | Small expected impact | Small expected impact | No use at all (0% of projects) | No use at all (0% of projects) | Minimal use (<10% of projects) | Widespread use (> 50% of projects) | Minimal use (<10% of projects) | Medium use (10-50% of projects) | Widespread use (> 50% of projects) | Medium use (10-50% of projects) | Minimal use (<10% of projects) | Non-Leader
R_2S1ycFdgEDn37R7 | Other not-­for-­profit organization (e.g., NGOs, international organizations) | Systems­-level wind technologies, focused on the entire wind turbine and/or wind plant | Yes | Yes | US Dollar | North America |  | 1206 | 50 | 40 | 30 | 8 | 43.15 | 906 | 30 | 55 | 36 | 6 | 17.46 | 1601 | 55 | 35 | 25 | 10 | 75.44 | 946 | 45 | 45 | 30 | 8 | 31.55 | 20 | 80 | 40 | 14 | 73 | 27 |  | 4 | 135 | 120 | 279.45 | Medium Expected Impact | Large Expected Impact | Medium Expected Impact | Medium Expected Impact | Medium Expected Impact | Large Expected Impact | Medium Expected Impact | Large Expected Impact | Large expected impact | Medium expected impact | Large expected impact | Medium expected impact | Small expected impact | Medium expected impact | Medium use (10-50% of projects) | Widespread use (> 50% of projects) | Medium use (10-50% of projects) | Widespread use (> 50% of projects) | Widespread use (> 50% of projects) | Minimal use (<10% of projects) | Widespread use (> 50% of projects) | Widespread use (> 50% of projects) | Minimal use (<10% of projects) | Yes, proceed | Europe | 7 | 30 | 20 | 300-499 MW | 2501 | 100 | 50 | 35 | 8 | 68.26 | Yes, proceed | 1994 | 75 | 58 | 40 | 4.5 | 32.07 | 3028 | 119 | 45 | 35 | 9 | 99.22 | 2554 | 80 | 53 | 35 | 7 | 55.61 | 40 | 107 | 60 | 28 | 91 | 50 |  | 50 | 31 | 200-299 MW | No | [29 empty] | 10 | 161 | 120 | 491.2 | >80 meters | >60 meters | 11-25% | Medium expected impact | Small expected impact | Large expected impact | Small expected impact | Large expected impact | Large expected impact | Medium expected impact | Small expected impact | Medium use (10-50% of projects) | Medium use (10-50% of projects) | Minimal use (<10% of projects) | Medium use (10-50% of projects) | Medium use (10-50% of projects) | Minimal use (<10% of projects) | Widespread use (> 50% of projects) | Widespread use (> 50% of projects) | Minimal use (<10% of projects) | Non-Leader
R_2UaWmaZ8hhg6Cyk | Public research or research management institution | Wind energy markets and/or cost analysis | No | Yes | Euro | [61 empty] | Europe | 9.3 | 23 | 40 | 300-499 MW | 2546.63 | 70.52 | 44 | 25 | 7.6 | 75.62 | Yes, proceed | 1902.98 | 39.18 | 53 | 30 | 4.8 | 31.14 | 2350.74 | 48.13 | 50 | 30 | 5.5 | 43.8 | 2126.86 | 54.85 | 51 | 30 | 5.3 | 40.59 | 39.18 | 54.5707 | 47.01 | 24.63 | 31.34 | 27.98 | 9.9 | 33 | 60 | 900-1299 MW | Yes | Europe | 2126.86 | 44.78 | 57 | 30 | 5 | 33.25 | 2462.68 | 54.85 | 52 | 30 | 6.5 | 49.8 | 2294.77 | 49.25 | 55 | 30 | 5.5 | 39.35 | 73.88 | 105.22 | 86.19 | 25.75 | 35.82 | 30.22 | 10 | 100-199 m | 81 | 1300-1699 MW | 20 | 280 | 165 | 324.81 | >60 meters | >50 meters | 11-25% | Large expected impact | Medium expected impact | Medium expected impact | Medium expected impact | Large expected impact | Medium expected impact | Medium expected impact | Small expected impact | Minimal use (<10% of projects) | Minimal use (<10% of projects) | Minimal use (<10% of projects) | Minimal use (<10% of projects) | Minimal use (<10% of projects) | Widespread use (> 50% of projects) | Minimal use (<10% of projects) | Minimal use (<10% of projects) | Minimal use (<10% of projects) | Leader
R_2UavZ9rSbkUrlLl | Wind turbine and/or component equipment manufacturer | Systems­-level wind technologies, focused on the entire wind turbine and/or wind plant | Yes | Yes | Euro |  |  | 1551.49 | 44.78 | 42 | 25 | 5 | 39.25 | 1235.82 | 22.39 | 48 | 25 | 4 | 21.91 | 1827.98 | 44.78 | 35 | 20 | 7.5 | 72.13 | 1350 | 39.18 | 45 | 25 | 4.5 | 30.57 | 27.98 | 77.24 | 35.82 | 20.15 | 68.28 | 26.87 | 7.5 | 5.5 | 180 | 126 | 216.14 | Large Expected Impact | Large Expected Impact | Large Expected Impact | Large Expected Impact | Large Expected Impact | Large Expected Impact | No Expected Impact | Large Expected Impact | Large expected impact | Large expected impact | Large expected impact | Medium expected impact | Small expected impact | Medium expected impact | Medium use (10-50% of projects) | Medium use (10-50% of projects) | Medium use (10-50% of projects) | Medium use (10-50% of projects) | Widespread use (> 50% of projects) | Widespread use (> 50% of projects) | Widespread use (> 50% of projects) | Widespread use (> 50% of projects) | Minimal use (<10% of projects) | No, I wish to accelerate to the end of the survey, and submit my responses only for onshore wind. | [94 empty] | Leader
R_2V1lZIz4uDekylJ | Wind power developer, owner, financier, operator, and/or construction contractor | Wind energy markets and/or cost analysis | Yes | No | US Dollar | Global average | 7.5 | 1878 | 46 | 45 | 30 | 7 | 47.12 | 1526 | 36 | 54 | 35 | 5 | 24.36 | 1715 | 45 | 48 | 35 | 6 | 35.4 | 1613 | 40 | 50 | 35 | 6 | 31.43 | 30 | 40 | 35 | 20 | 30 | 25 | 7.6 | 5 | 131 | 143 | 370.97 | Large Expected Impact | Medium Expected Impact | Large Expected Impact | Large Expected Impact | Medium Expected Impact | Small Expected Impact | Medium Expected Impact | Medium Expected Impact | Medium expected impact | Medium expected impact | Medium expected impact | Large expected impact | Large expected impact | Medium expected impact | Medium use (10-50% of projects) | Widespread use (> 50% of projects) | Widespread use (> 50% of projects) | Medium use (10-50% of projects) | Medium use (10-50% of projects) | Minimal use (<10% of projects) | Medium use (10-50% of projects) | Medium use (10-50% of projects) | Medium use (10-50% of projects) | [95 empty] | Non-Leader
R_2VDuVDWrXMSaTOo | University or other degree-­granting academic institution | Systems­-level wind technologies, focused on the entire wind turbine and/or wind plant | Yes | Yes | US Dollar | North America | 8.3 | 1586 | 38 | 42 | 25 | 5.7 | 40.49 | 1443 | 30 | 37 | 21 | 4.5 | 39.82 | 1854 | 52 | 44 | 31 | 8.7 | 56.72 | 1586 | 38 |  |  |  | 40.49 | 39 | 63 | 40.49 | 39 | 56 | 40.49 |  | 3 | 120 | 100 | 265.26 | Medium Expected Impact | Large Expected Impact | Medium Expected Impact | Large Expected Impact | Medium Expected Impact | Medium Expected Impact | Medium Expected Impact | Medium Expected Impact | Medium expected impact | Medium expected impact | Medium expected impact | Small expected impact | Medium expected impact | Medium expected impact | Medium use (10-50% of projects) | Medium use (10-50% of projects) | Medium use (10-50% of projects) | Medium use (10-50% of projects) | Widespread use (> 50% of projects) | Medium use (10-50% of projects) | Medium use (10-50% of projects) | Medium use (10-50% of projects) | Medium use (10-50% of projects) | Yes, proceed | Global average | 9.3 | 25 | 19 | 100-199 MW | 4300 | 130 | 53 | 25 | 8.3 | 114.44 | Yes, proceed | 4992 | 150 | 53 | 30 | 7.5 | 117.36 | 5990 | 179 | 53 | 30 | 8.8 | 157.06 | 5400 | 163 | 53 | 30 | 8.1 | 133.84 | 100 | 147 | 120 | 126 | 170 | 143 | 9.3 | 30 | 25 | 200-299 MW | No | [29 empty] | 18 | 270 | 150 | 314.38 | >40 meters | >30 meters | 11-25% | Medium expected impact | Large expected impact | Large expected impact | Medium expected impact | Large expected impact | Medium expected impact | Medium expected impact | Small expected impact | Medium use (10-50% of projects) | Widespread use (> 50% of projects) | Widespread use (> 50% of projects) | Medium use (10-50% of projects) | Minimal use (<10% of projects) | Medium use (10-50% of projects) | Widespread use (> 50% of projects) | Medium use (10-50% of projects) | Medium use (10-50% of projects) | Non-Leader
R_2VpD0Ez4fAJEglC | Other private-­sector company (e.g., consultant) | Wind energy markets and/or cost analysis | Yes | Yes | Euro | Europe | 7.2 | 1169.77 | 19.03 | 38 | 25 | 5 | 28.29 | 1007.46 | 16.79 | 40 | 30 | 5 | 21.18 | 1119.4 | 19.03 | 36 | 25 | 7 | 34.88 | 1052.24 | 17.91 | 39 | 30 | 6 | 25.39 | 22.39 | 36.94 |  | 20.15 | 27.98 | 22.39 | 7.3 | 12 | 225 | 160 | 301.8 | Small Expected Impact | No Expected Impact | Large Expected Impact | Large Expected Impact | Large Expected Impact | Large Expected Impact | Small Expected Impact | Large Expected Impact | Large expected impact | Medium expected impact | Large expected impact | Small expected impact | Small expected impact | Medium expected impact | Widespread use (> 50% of projects) | Widespread use (> 50% of projects) | Minimal use (<10% of projects) | Widespread use (> 50% of projects) | Minimal use (<10% of projects) | Medium use (10-50% of projects) | Widespread use (> 50% of projects) | Medium use (10-50% of projects) | Minimal use (<10% of projects) | Yes, proceed | Europe | 8.1 | 27 | 25 | 300-499 MW | 2776.11 | 73.88 | 48 | 25 | 7 | 71.23 | Yes, proceed | 1679.1 | 55.97 | 53 | 30 | 6 | 35.72 | 2462.68 | 78.36 | 45 | 25 | 8 | 76.4 | 2014.92 | 67.16 | 51 | 30 | 7 | 48.59 | 43.66 | 81.72 | 57.09 | 34.7 | 59.33 | 45.9 | 8.2 | 27 | 30 | 300-499 MW | No | [29 empty] | 23 | 275 | 165 | 387.23 | at no water depth would floating have a lower LCOE in 2019 | at no water depth would floating have a lower LCOE in 2035 | 11-25% | Small expected impact | Large expected impact | Large expected impact | Small expected impact | Medium expected impact | Large expected impact | Medium expected impact | Medium expected impact | Widespread use (> 50% of projects) | Medium use (10-50% of projects) | Minimal use (<10% of projects) | Minimal use (<10% of projects) | Medium use (10-50% of projects) | Medium use (10-50% of projects) | Widespread use (> 50% of projects) | Medium use (10-50% of projects) | Widespread use (> 50% of projects) | Leader
R_2WA7ygtOSY49O4Z | Other private-­sector company (e.g., consultant) | Wind energy markets and/or cost analysis | Yes | No | US Dollar | North America |  | 1204 | 65 | 48 | 25 | 6 | 36.22 | 1001 | 65 | 55 | 25 | 7.5 | 31.32 | 1507 | 75 | 48 | 20 | 9 | 57.37 | 1301 | 70 | 50 | 25 | 8 | 42.86 | 30 | 50 | 40 | 40 | 60 | 50 |  | 4 | 130 | 150 | 301.36 | Large Expected Impact | Large Expected Impact | Small Expected Impact | Small Expected Impact | Large Expected Impact | Large Expected Impact | Medium Expected Impact | Medium Expected Impact | Medium expected impact | Medium expected impact | Large expected impact | Medium expected impact | No expected impact | No expected impact | Medium use (10-50% of projects) | Widespread use (> 50% of projects) | Medium use (10-50% of projects) | Widespread use (> 50% of projects) | Widespread use (> 50% of projects) | Minimal use (<10% of projects) | Medium use (10-50% of projects) | No opinion | Minimal use (<10% of projects) | [95 empty] | Non-Leader
R_2WU4F6YQdHt6fNp | Other private-­sector company (e.g., consultant) | Systems­-level wind technologies, focused on the entire wind turbine and/or wind plant | No | Yes | Euro | [61 empty] | Europe | 9.5 | 35 | 55 | 700-899 MW | 2014.92 | 55.97 | 45 | 25 | 8 | 60.45 | Yes, proceed | 1399.25 | 33.58 | 50 | 30 | 7 | 31.44 | 2014.92 | 67.16 | 40 | 25 | 10 | 82.49 | 1567.16 | 44.78 |  |  | 9 | 47.33 | 44.78 | 89.55 | 53.7312 | 16.79 | 55.97 | 33.58 | 9.5 | 40 | 80 | 900-1299 MW | No | [29 empty] | 15 | 230 | 140 | 361.03 | >80 meters | >50 meters | 11-25% | Medium expected impact | Medium expected impact | Medium expected impact | Small expected impact | Small expected impact | Medium expected impact | Large expected impact | No expected impact | Minimal use (<10% of projects) | Minimal use (<10% of projects) | Minimal use (<10% of projects) | Minimal use (<10% of projects) | Widespread use (> 50% of projects) | Medium use (10-50% of projects) | Medium use (10-50% of projects) | Medium use (10-50% of projects) | Widespread use (> 50% of projects) | Leader
R_2X5LoBB2RV5xbpW | Other private-­sector company (e.g., consultant) | Wind energy markets and/or cost analysis | Yes | No | Euro | Europe | 6.5 | 1227.98 | 26.87 | 30 | 30 | 3.1 | 30.15 | 1155.22 | 24.63 | 32 | 30 | 3.5 | 27.53 | 1332.09 | 20.15 | 35 | 30 | 4.4 | 29.26 | 1200 | 25.75 | 32 | 35 | 4 | 28.02 | 25.75 | 30.22 |  | 25.75 | 30.22 |  | 6 | 5.2 | 160 | 117 | 258.63 | Medium Expected Impact | Medium Expected Impact | Large Expected Impact | Large Expected Impact | Large Expected Impact | Medium Expected Impact | Small Expected Impact | Large Expected Impact | Medium expected impact | Large expected impact | Medium expected impact | Large expected impact | Small expected impact | Medium expected impact | Medium use (10-50% of projects) | Medium use (10-50% of projects) | Widespread use (> 50% of projects) | Widespread use (> 50% of projects) | Widespread use (> 50% of projects) | Minimal use (<10% of projects) | Widespread use (> 50% of projects) | Medium use (10-50% of projects) | Widespread use (> 50% of projects) | [95 empty] | Non-Leader
R_2YaMJ1OB97tKjsB | University or other degree-­granting academic institution | Systems­-level wind technologies, focused on the entire wind turbine and/or wind plant | Yes | Yes | Euro | Europe | 8 | 2017.16 | 44.78 | 30 | 25 | 4 | 60.36 | 518.28 | 16.79 | 35 | 35 | 2.7 | 11.35 | 1986.93 | 39.18 | 30 | 25 | 6 | 69.73 | 1129.47 | 27.98 | 30 | 25 | 4 | 34.9 | 19.03 | 81.72 | 41.42 | 4.48 | 62.69 | 27.98 | 7 | 4 | 214 | 100 | 111.21 | Medium Expected Impact | Large Expected Impact | Large Expected Impact | Medium Expected Impact | Medium Expected Impact | Medium Expected Impact | Large Expected Impact | Small Expected Impact | Large expected impact | Large expected impact | Medium expected impact | Medium expected impact | Small expected impact | Medium expected impact | Minimal use (<10% of projects) | Medium use (10-50% of projects) | Medium use (10-50% of projects) | Widespread use (> 50% of projects) | Medium use (10-50% of projects) | Minimal use (<10% of projects) | Medium use (10-50% of projects) | Widespread use (> 50% of projects) | Minimal use (<10% of projects) | Yes, proceed | Europe | 10 | 45 | 60 | 500-699 MW | 3917.9 | 123.13 | 45 | 25 | 3 | 80.1 | Yes, proceed | 2238.8 | 89.55 |  |  |  | 50.64 | 3917.9 | 111.94 | 50 |  | 6 | 90.41 | 2798.5 | 100.75 |  |  | 4 | 65.62 | 51.49 | 97.39 |  | 22.39 | 85.07 | 59.33 | 10 | 50 | 122 | 900-1299 MW | No | [29 empty] | 14 | 280 | 200 | 227.36 | >50 meters | >30 meters | 26-50% | Small expected impact | Medium expected impact | Large expected impact | Medium expected impact | Medium expected impact | Medium expected impact | Medium expected impact | Small expected impact | Widespread use (> 50% of projects) | Widespread use (> 50% of projects) | Minimal use (<10% of projects) | Widespread use (> 50% of projects) | Widespread use (> 50% of projects) | Medium use (10-50% of projects) | Medium use (10-50% of projects) | Widespread use (> 50% of projects) | Widespread use (> 50% of projects) | Leader
R_2YeKT8MKXMBlJCp | Other private-­sector company (e.g., consultant) | Systems­-level wind technologies, focused on the entire wind turbine and/or wind plant | Yes | Yes | Euro | Europe | 7 | 1178.73 | 50.37 | 30 | 20 | 3 | 46.1 | 1011.94 | 39.18 | 37 | 30 | 2.5 | 24.13 | 1064.55 | 44.78 | 32 | 25 | 2.8 | 34.12 | 1029.85 | 41.42 | 35 | 28 | 2.9 | 28.23 | 29.1 | 36.94 | 33.58 | 17.91 | 30.22 | 24.63 | 7 | 8 | 190 | 175 | 282.16 | Medium Expected Impact | Large Expected Impact | Medium Expected Impact | Large Expected Impact | Large Expected Impact | Large Expected Impact | Medium Expected Impact | Large Expected Impact | Large expected impact | Large expected impact | Medium expected impact | Medium expected impact | Medium expected impact | Medium expected impact | Medium use (10-50% of projects) | Widespread use (> 50% of projects) | Medium use (10-50% of projects) | Widespread use (> 50% of projects) | Minimal use (<10% of projects) | Medium use (10-50% of projects) | Medium use (10-50% of projects) | Medium use (10-50% of projects) | Minimal use (<10% of projects) | Yes, proceed | Europe | 9.6 | 41 | 55 | 700-899 MW | 2881.34 | 89.55 | 45 | 25 | 3.2 | 59.69 | Yes, proceed | 2130.22 | 72.76 | 58 | 35 | 2.9 | 29.46 | 2827.6 | 83.95 | 50 | 27 | 3.1 | 49.29 | 2467.16 | 78.36 | 54 | 32 | 3 | 37.26 | 39.18 | 47.01 | 42.54 | 27.98 | 39.18 | 33.58 | 10 | 45 | 110 | 900-1299 MW | Yes | Europe | 4533.57 | 139.92 | 48 | 20 | 4 | 105.98 | 6335.8 | 180.22 | 40 | 15 | 5 | 221.2 | 5374.24 | 157.84 | 42 | 18 | 4.5 | 156.04 | 201.49 | 275.6522 | 240.67 | 111.94 | 156.72 | 134.33 | 10.2 | 100-199 m | 175 | 300-499 MW | 18 | 247 | 160 | 375.65 | >60 meters | >40 meters | 26-50% | Small expected impact | Medium expected impact | Small expected impact | Small expected impact | Small expected impact | Small expected impact | Medium expected impact | Small expected impact | Medium use (10-50% of projects) | Medium use (10-50% of projects) | Medium use (10-50% of projects) | Medium use (10-50% of projects) | Minimal use (<10% of projects) | Medium use (10-50% of projects) | Medium use (10-50% of projects) | Medium use (10-50% of projects) | Minimal use (<10% of projects) | Non-Leader
R_2ZK6c1atOXbsh07 | Government agency not associated with research management | Wind energy markets and/or cost analysis | Yes | Yes | US Dollar | North America | 7.5 | 1326 | 25 | 40 | 30 | 4.3 | 26.6 | 746 | 20 | 55 | 30 | 4.3 | 12.12 | 1219 | 25 | 42 | 30 | 4.3 | 23.84 | 904 | 22 | 44 | 30 | 4.3 | 17.77 | 18 | 25 | 22 | 10 | 23 | 15 | 7.5 | 3 | 124 | 101 | 248.42 | Medium Expected Impact | Medium Expected Impact | Medium Expected Impact | Large Expected Impact | Medium Expected Impact | Medium Expected Impact | Medium Expected Impact | Large Expected Impact | Small expected impact | Medium expected impact | Medium expected impact | Small expected impact | Small expected impact | Small expected impact | Widespread use (> 50% of projects) | Minimal use (<10% of projects) | Minimal use (<10% of projects) | Widespread use (> 50% of projects) | Widespread use (> 50% of projects) | Minimal use (<10% of projects) | Widespread use (> 50% of projects) | Medium use (10-50% of projects) | Medium use (10-50% of projects) | No, I wish to accelerate to the end of the survey, and submit my responses only for onshore wind. | [94 empty] | Non-Leader
R_2alAN4YKzFF5zQ3 | Other private-­sector company (e.g., consultant) | Wind energy markets and/or cost analysis | No | Yes | US Dollar | [61 empty] | North America | 5 | 24 | 33 | 500-699 MW | 2816 | 117 | 45 | 35 | 5.7 | 71.04 | Yes, proceed | 1994 | 56 | 48 | 35 | 5.7 | 40.77 | 2468 | 64 | 48 | 35 | 5.7 | 49.2 | 2210 | 62 | 48 | 35 | 5.7 | 45.17 | 48 | 59 | 56 | 34 | 42 | 37 |  |  |  | 700-899 MW | No | [29 empty] | 10 | 0 | 0 | inf | >60 meters | >60 meters | 6-10% | Small expected impact | Small expected impact | Medium expected impact | Medium expected impact | Medium expected impact | Medium expected impact | Small expected impact | Small expected impact | Medium use (10-50% of projects) | Minimal use (<10% of projects) | Minimal use (<10% of projects) | Minimal use (<10% of projects) | Minimal use (<10% of projects) | Minimal use (<10% of projects) | Minimal use (<10% of projects) | Medium use (10-50% of projects) | Minimal use (<10% of projects) | Non-Leader
R_2cctvuUWH1B0FJ7 | Public research or research management institution | Systems­-level wind technologies, focused on the entire wind turbine and/or wind plant | Yes | Yes | US Dollar | North America |  | 1501 | 25 | 38 | 30 | 6.5 | 39.01 | 990 | 20 | 45 | 30 | 5.5 | 20.43 | 1747 | 40 | 35 | 25 | 9 | 70.09 | 1203 | 27 | 38 | 29 | 6.2 | 32.82 | 26 | 45 | 35 | 16 | 70 | 25 |  | 5.5 | 200 | 140 | 175.07 | Small Expected Impact | Large Expected Impact | Large Expected Impact | Medium Expected Impact | Large Expected Impact | Large Expected Impact | No Opinion | Large Expected Impact | Large expected impact | Medium expected impact | Large expected impact | Medium expected impact | No expected impact | Medium expected impact | Widespread use (> 50% of projects) | Widespread use (> 50% of projects) | Widespread use (> 50% of projects) | Widespread use (> 50% of projects) | Widespread use (> 50% of projects) | Widespread use (> 50% of projects) | Widespread use (> 50% of projects) | Medium use (10-50% of projects) | Medium use (10-50% of projects) | No, I wish to accelerate to the end of the survey, and submit my responses only for onshore wind. | [94 empty] | Leader
R_2eWGr77scMFMXT2 | Wind power developer, owner, financier, operator, and/or construction contractor | Systems­-level wind technologies, focused on the entire wind turbine and/or wind plant | Yes | No | US Dollar | North America | 7.8 | 1599 | 44 | 47 | 30 | 9.5 | 49.15 | 1200 | 40 | 60 | 40 | 6 | 20.63 | 1500 | 45 | 51 | 30 | 11 | 48.7 | 1300 | 40 | 54 | 35 | 7.5 | 28.96 | 36 | 56 | 51 | 12 | 38 | 18 | 7.5 | 8 | 238 | 150 | 179.82 | Small Expected Impact | Medium Expected Impact | Medium Expected Impact | Large Expected Impact | Large Expected Impact | Small Expected Impact | Large Expected Impact | Large Expected Impact | Small expected impact | Large expected impact | Large expected impact | Large expected impact | No expected impact | Medium expected impact | Widespread use (> 50% of projects) | Widespread use (> 50% of projects) | Medium use (10-50% of projects) | Minimal use (<10% of projects) | Widespread use (> 50% of projects) | Medium use (10-50% of projects) | Widespread use (> 50% of projects) | Minimal use (<10% of projects) | Medium use (10-50% of projects) | [95 empty] | Non-Leader
R_2rG8nExX40pTmde | Wind turbine and/or component equipment manufacturer | Systems­-level wind technologies, focused on the entire wind turbine and/or wind plant | Yes | No | US Dollar | North America | 7.8 | 1360 | 25 | 48 | 23 | 8.5 | 37.89 | 1000 | 20 | 50 | 30 | 6.5 | 20.51 | 1200 | 23 | 44 | 20 | 8.5 | 38.85 | 1100 | 22 | 48 | 25 | 7.5 | 27.68 | 30 | 40 | 35 | 18 | 38 | 25 | 7.5 | 7 | 200 | 120 | 222.82 | Medium Expected Impact | Medium Expected Impact | Large Expected Impact | Large Expected Impact | Small Expected Impact | Small Expected Impact | Medium Expected Impact | Large Expected Impact | Small expected impact | Medium expected impact | Large expected impact | Medium expected impact | Medium expected impact | Medium expected impact | Medium use (10-50% of projects) | Minimal use (<10% of projects) | Minimal use (<10% of projects) | Widespread use (> 50% of projects) | Medium use (10-50% of projects) | Minimal use (<10% of projects) | Widespread use (> 50% of projects) | Medium use (10-50% of projects) | Widespread use (> 50% of projects) | [95 empty] | Leader
R_2rYMqJHW0x9RTii | Wind power developer, owner, financier, operator, and/or construction contractor | Wind energy markets and/or cost analysis | Yes | Yes | Euro | Europe | 8 | 1119.4 | 39.18 | 32 | 25 | 4 | 36.51 | 943.65 | 27.98 | 43 | 35 | 4.7 | 19.82 | 1120.52 | 39.18 | 37 | 25 | 5 | 34.29 | 952.61 | 33.58 | 37 | 25 | 5 | 29.24 | 27.98 | 36.94 | 32.46 | 16.79 | 27.98 | 22.39 |  | 8 | 201 | 135 | 252.12 | Large Expected Impact | Large Expected Impact | No Opinion | Large Expected Impact | Large Expected Impact | Medium Expected Impact | Large Expected Impact | Medium Expected Impact | Large expected impact | Large expected impact | Large expected impact | Small expected impact | Small expected impact | Small expected impact | Medium use (10-50% of projects) | Widespread use (> 50% of projects) | Widespread use (> 50% of projects) | Widespread use (> 50% of projects) | Minimal use (<10% of projects) | No opinion | Widespread use (> 50% of projects) | No opinion | Widespread use (> 50% of projects) | Yes, proceed | Europe | 9.7 | 25 | 50 | 700-899 MW | 2813.05 | 50.37 | 47 | 30 | 5 | 51.18 | Yes, proceed | 2256.71 | 35.82 | 57 | 30 | 3 | 26.13 | 3389.54 | 44.78 | 48 | 30 | 6 | 63.39 | 3076.11 | 38.06 | 51 | 30 | 4 | 42.36 | 42.54 | 54.85 | 47.01 | 23.51 | 39.18 | 31.34 |  |  | 300 | 1300-1699 MW | No | [29 empty] | 20 | 300 | 180 | 282.94 | >70 meters | >60 meters | 26-50% | No expected impact | Large expected impact | Small expected impact | Medium expected impact | Medium expected impact | Small expected impact | Small expected impact | Small expected impact | Widespread use (> 50% of projects) | Medium use (10-50% of projects) | Medium use (10-50% of projects) | Medium use (10-50% of projects) | Medium use (10-50% of projects) | No opinion | Minimal use (<10% of projects) | Widespread use (> 50% of projects) | Widespread use (> 50% of projects) | Non-Leader
R_2rpvz395qZVTUl1 | Other private-­sector company (e.g., consultant) | Wind energy markets and/or cost analysis | Yes | Yes | US Dollar | North America | 7.2 | 1425 | 38 | 45 | 30 | 6.5 | 34.89 | 1100 | 27 | 55 | 35 | 4 | 15.65 | 1350 | 38 | 38 | 27 | 6.5 | 41.3 | 1180 | 29 | 50 | 30 | 4.4 | 20.69 | 19 | 46 | 24 | 15 | 37 | 19 | 6.7 | 4.5 | 160 | 125 | 223.81 | Small Expected Impact | Small Expected Impact | Large Expected Impact | Small Expected Impact | Medium Expected Impact | Medium Expected Impact | No Expected Impact | Large Expected Impact | Medium expected impact | Medium expected impact | Large expected impact | Large expected impact | Small expected impact | Medium expected impact | Medium use (10-50% of projects) | Medium use (10-50% of projects) | Minimal use (<10% of projects) | No opinion | Widespread use (> 50% of projects) | Minimal use (<10% of projects) | Widespread use (> 50% of projects) | Medium use (10-50% of projects) | Medium use (10-50% of projects) | Yes, proceed | North America | 9.1 | 40 | 27 | 700-899 MW | 3500 | 100 | 47 | 30 | 5.5 | 76.26 | Yes, proceed | 2500 | 80 | 53 | 35 | 4 | 40.93 | 3000 | 90 | 42 | 30 | 6 | 77.81 | 2700 | 85 | 48 | 30 | 4.5 | 54.25 | 65 | 110 | 70 | 36 | 60 | 46 | 8.7 | 50 | 40 | 900-1299 MW | No | [29 empty] | 16 | 260 | 160 | 301.36 | >80 meters | >60 meters | 11-25% | Small expected impact | Small expected impact | Medium expected impact | Small expected impact | Large expected impact | Medium expected impact | Large expected impact | Medium expected impact | Medium use (10-50% of projects) | Medium use (10-50% of projects) | No use at all (0% of projects) | No use at all (0% of projects) | Widespread use (> 50% of projects) | Minimal use (<10% of projects) | No use at all (0% of projects) | Medium use (10-50% of projects) | No use at all (0% of projects) | Leader
R_2rwQuMKL5nixaou | Public research or research management institution | Wind energy markets and/or cost analysis | No | Yes | Euro | [61 empty] | Europe | 10 | 30 | 55 | 900-1299 MW | 3145.51 | 73.88 | 45 | 30 | 3 | 52.21 | No, I am more comfortable with only answering questions about the future cost of floating offshore wind. | [29 empty] | Europe | 2304.84 | 54.85 | 50 | 35 | 3 | 31.88 | 4545.88 | 113.06 | 45 | 30 | 8.1 | 126.57 | 3582.08 | 71.64 | 45 | 30 | 4.1 | 63.53 | 83.95 | 134.33 | 105.22 | 22.39 | 89.55 | 44.78 | 10 | 200-299 m |  | 900-1299 MW | 18 | 250 | 150 | 366.69 | >80 meters | >80 meters | 26-50% | Small expected impact | No expected impact | Medium expected impact | No expected impact | Medium expected impact | Medium expected impact | Medium expected impact | Small expected impact | Minimal use (<10% of projects) | Minimal use (<10% of projects) | Minimal use (<10% of projects) | Medium use (10-50% of projects) | Medium use (10-50% of projects) | Minimal use (<10% of projects) | Minimal use (<10% of projects) | Medium use (10-50% of projects) | Minimal use (<10% of projects) | Leader
R_2t9hW5LsT9h5VH6 | Other private-­sector company (e.g., consultant) | Systems­-level wind technologies, focused on the entire wind turbine and/or wind plant | Yes | No | US Dollar | North America | 8.8 | 1198 | 36 | 48 | 25 | 7.8 | 33.81 | 850 | 20 | 53 | 30 | 4 | 13.31 | 1325 | 30 | 45 | 25 | 9 | 41.26 | 1000 | 20 | 50 | 30 | 7 | 21.55 | 25 | 38 | 30 | 10 | 35 | 20 | 8.8 | 6 | 195 | 135 | 200.91 | Medium Expected Impact | Small Expected Impact | Large Expected Impact | Large Expected Impact | Medium Expected Impact | Medium Expected Impact | Small Expected Impact | Large Expected Impact | Medium expected impact | Medium expected impact | Large expected impact | Small expected impact | No expected impact | Large expected impact | Minimal use (<10% of projects) | Medium use (10-50% of projects) | Medium use (10-50% of projects) | Medium use (10-50% of projects) | Minimal use (<10% of projects) | Minimal use (<10% of projects) | Widespread use (> 50% of projects) | Medium use (10-50% of projects) | Medium use (10-50% of projects) | [95 empty] | Leader
R_2tsuEScDbZUaKLY | Wind power developer, owner, financier, operator, and/or construction contractor | Wind energy markets and/or cost analysis | Yes | Yes | Euro | Europe | 7.6 | 1683.58 | 67.16 | 36 | 30 | 6 | 56.23 | 1350 | 55.97 | 44 | 30 | 5 | 34.48 | 1465.29 | 61.57 | 40 | 30 | 6 | 44.93 | 1412.68 | 61.57 | 42 | 30 | 5.5 | 40.21 |  | 55.97 |  | 30.22 | 44.78 | 38.06 | 7.6 | 6 | 120 | 140 | 530.52 | Large Expected Impact | Large Expected Impact | Large Expected Impact | Large Expected Impact | Medium Expected Impact | Small Expected Impact | Large Expected Impact | Large Expected Impact | Small expected impact | Medium expected impact | Large expected impact | Medium expected impact | Small expected impact | Large expected impact | Medium use (10-50% of projects) | Widespread use (> 50% of projects) | Widespread use (> 50% of projects) | Minimal use (<10% of projects) | Widespread use (> 50% of projects) | Medium use (10-50% of projects) | Widespread use (> 50% of projects) | Medium use (10-50% of projects) | Widespread use (> 50% of projects) | No, I wish to accelerate to the end of the survey, and submit my responses only for onshore wind. | [94 empty] | Non-Leader
R_2uVVEzjI2p8AatE | Other not-­for-­profit organization (e.g., NGOs, international organizations) | Wind energy markets and/or cost analysis | Yes | Yes | Euro | Asia | 7 | 979.47 | 12.31 | 23 | 20 | 8 | 55.22 | 587.68 | 11.19 | 30 | 25 | 7 | 22.43 | 783.58 | 11.19 | 24 | 20 | 8 | 42.97 | 686.19 | 11.19 | 26 | 20 | 7.5 | 33.98 | 33.58 | 50.37 | 42.54 | 16.79 | 33.58 | 24.63 |  | 7 | 160 | 105 | 348.15 | Medium Expected Impact | Large Expected Impact | Medium Expected Impact | Medium Expected Impact | Large Expected Impact | Large Expected Impact | No Expected Impact | Medium Expected Impact | Medium expected impact | Medium expected impact | Small expected impact | Medium expected impact | Small expected impact | Small expected impact | Widespread use (> 50% of projects) | Widespread use (> 50% of projects) | Medium use (10-50% of projects) | Minimal use (<10% of projects) | Minimal use (<10% of projects) | Medium use (10-50% of projects) | Widespread use (> 50% of projects) | Medium use (10-50% of projects) | Medium use (10-50% of projects) | Yes, proceed | Asia | 7.5 | 15 | 15 | 200-299 MW | 2294.77 | 22.39 | 34 | 20 | 9 | 92.51 | Yes, proceed | 1511.19 | 20.15 | 40 | 20 | 9 | 53.33 | 1567.16 | 20.15 | 35 | 20 | 9 | 62.96 | 1511.19 | 20.15 | 37 | 20 | 9 | 57.65 | 57.0894 | 67.164 | 61.567 | 29.1 | 39.18 | 33.58 | 8 | 25 | 20 | 900-1299 MW | No | [29 empty] | 15 | 220 | 136 | 394.6 | >80 meters | >100 meters | 6-10% | Small expected impact | Small expected impact | Medium expected impact | No expected impact | Small expected impact | Medium expected impact | Medium expected impact | Small expected impact | Medium use (10-50% of projects) | Minimal use (<10% of projects) | Minimal use (<10% of projects) | Minimal use (<10% of projects) | Minimal use (<10% of projects) | Medium use (10-50% of projects) | Medium use (10-50% of projects) | Medium use (10-50% of projects) | Minimal use (<10% of projects) | Leader
R_2uWCt96458LSbVV | Other private-­sector company (e.g., consultant) | Systems­-level wind technologies, focused on the entire wind turbine and/or wind plant | Yes | Yes | US Dollar | North America | 8 | 1253 | 25 | 45 | 30 | 2 | 17.58 | 1001 | 20 | 55 | 30 | 2 | 11.5 | 1246 | 28 | 50 | 25 | 2 | 18.46 | 1104 | 19 | 51 | 30 | 2 | 12.99 | 13 | 19 | 14 | 10 | 18 | 12 |  | 6 | 190 | 160 | 211.62 | Large Expected Impact | Small Expected Impact | No Expected Impact | Large Expected Impact | Large Expected Impact | Medium Expected Impact | Large Expected Impact | Small Expected Impact | Large expected impact | Large expected impact | Small expected impact | Small expected impact | Small expected impact | Small expected impact | No opinion | Medium use (10-50% of projects) | Medium use (10-50% of projects) | Minimal use (<10% of projects) | No use at all (0% of projects) | Minimal use (<10% of projects) | Widespread use (> 50% of projects) | Medium use (10-50% of projects) | No use at all (0% of projects) | Yes, proceed | Global average | 9.5 | 30 |  |  | 4860 | 100 | 55 | 30 | 6 | 86.75 | Yes, proceed | 3501 | 50 | 55 | 35 | 5 | 48.12 | 4061 | 79 | 50 | 30 | 6 | 78.7 | 3802 | 70 | 53 | 35 | 5 | 57.61 | 57 | 86 | 73 | 40 | 73 | 50 |  | 30 |  | 500-699 MW | Yes | Global average | 5525 | 130 | 58 | 30 | 6.5 | 101.54 | 7505 | 200 | 55 | 30 | 9 | 187.75 | 6256 | 150 | 55 | 30 | 7.5 | 133.84 | 120 | 220 | 160 | 60 | 140 | 100 |  |  |  |  | 17 | 240 | 145 | 375.78 | >100 meters | >80 meters | 11-25% | Large expected impact | Large expected impact | Small expected impact | Small expected impact | Small expected impact | Small expected impact | Small expected impact | Medium expected impact | Widespread use (> 50% of projects) | Minimal use (<10% of projects) | Minimal use (<10% of projects) | No use at all (0% of projects) | No use at all (0% of projects) | Minimal use (<10% of projects) | No use at all (0% of projects) | Medium use (10-50% of projects) | No use at all (0% of projects) | Non-Leader
R_2uqYSNxOvlMm5aC | Other private-­sector company (e.g., consultant) | Wind energy markets and/or cost analysis | Yes | Yes | Euro | Europe | 7 | 1484.32 | 27.98 | 38 | 25 | 2 | 27.32 | 1288.43 | 22.39 | 45 | 25 | 1.5 | 18.51 | 1483.2 | 27.98 | 40 | 20 | 2.5 | 31.89 | 1456.34 | 22.39 | 42 | 25 | 2 | 22.88 | 19.58 | 39.179 | 22.8805 | 16.79 | 29.1 | 20.15 | 7 | 5 | 160 | 100 | 248.68 | Medium Expected Impact | Small Expected Impact | Medium Expected Impact | Medium Expected Impact | Large Expected Impact | Large Expected Impact | Small Expected Impact | Medium Expected Impact | Large expected impact | Large expected impact | Small expected impact | Small expected impact | Small expected impact | Small expected impact | Minimal use (<10% of projects) | Medium use (10-50% of projects) | Medium use (10-50% of projects) | Minimal use (<10% of projects) | Widespread use (> 50% of projects) | Medium use (10-50% of projects) | Widespread use (> 50% of projects) | Medium use (10-50% of projects) | Medium use (10-50% of projects) | No, I wish to accelerate to the end of the survey, and submit my responses only for onshore wind. | [94 empty] | Non-Leader
R_2uyxn0LffYMBM6o | Other private-­sector company (e.g., consultant) | Wind energy markets and/or cost analysis | Yes | Yes | US Dollar | North America | 8.3 | 1602 | 45 | 42 | 28 | 6 | 41.81 | 1420 | 38 | 47 | 33 | 6 | 30.72 | 1507 | 43 | 45 | 31 | 6.2 | 36.17 | 1459 | 42 | 46 | 32 | 6.1 | 33.65 | 37.65 | 39.7 | 38.75 | 26.65 | 33.73 | 30.37 |  | 8 | 190 | 145 | 282.16 | Large Expected Impact | Large Expected Impact | Large Expected Impact | Large Expected Impact | Medium Expected Impact | Large Expected Impact | Small Expected Impact | Medium Expected Impact | Medium expected impact | Medium expected impact | Medium expected impact | Medium expected impact | Small expected impact | Medium expected impact | Medium use (10-50% of projects) | Widespread use (> 50% of projects) | Medium use (10-50% of projects) | Medium use (10-50% of projects) | Medium use (10-50% of projects) | Medium use (10-50% of projects) | Widespread use (> 50% of projects) | Widespread use (> 50% of projects) | Medium use (10-50% of projects) | No, I wish to accelerate to the end of the survey, and submit my responses only for onshore wind. | [5 empty] | 3876 | 82 |  |  |  | 89.81 | [83 empty] | Non-Leader
R_2wHSw5hGANdA9XA | Other private-­sector company (e.g., consultant) | Subsystem-level wind technologies, focused on specific wind turbine and/or wind plant subsystems or components | Yes | Yes | Euro | Europe | 7 | 1456.34 | 55.97 | 50 | 20 | 8 | 46.37 | 1129.47 | 45.9 | 60 | 20 | 8 | 30.44 | 1403.73 | 45.9 | 55 | 20 | 10 | 44.47 | 1367.91 | 32.46 | 58 | 20 | 10 | 38.68 | 33.68 | 54.05 | 44.91 | 16.79 | 27.98 | 22.38 | 8 | 5 | 200 | 160 | 159.15 | Small Expected Impact | Small Expected Impact | Medium Expected Impact | Small Expected Impact | Medium Expected Impact | Medium Expected Impact | Medium Expected Impact | Large Expected Impact | Medium expected impact | Large expected impact | Large expected impact | Large expected impact | Small expected impact | Large expected impact | Minimal use (<10% of projects) | Minimal use (<10% of projects) | Medium use (10-50% of projects) | Medium use (10-50% of projects) | Medium use (10-50% of projects) | Medium use (10-50% of projects) | Widespread use (> 50% of projects) | Minimal use (<10% of projects) | Minimal use (<10% of projects) | No, I wish to accelerate to the end of the survey, and submit my responses only for onshore wind. | [94 empty] | Non-Leader
R_2xEjoT4eZF5R8fV | Public research or research management institution | Systems­-level wind technologies, focused on the entire wind turbine and/or wind plant | Yes | Yes | Euro | Europe | 7.5 | 1175.37 | 33.58 | 42 | 20 | 5.5 | 34.47 | 839.55 | 33.58 | 50 | 20 | 5.5 | 22.87 | 1063.43 | 33.58 | 45 |  |  | 29.91 | 951.49 | 33.58 | 45 |  |  | 27.66 | 24.63 | 32.46 | 29.1 | 20.15 | 27.98 | 24.63 | 7 | 5 | 160 | 160 | 248.68 | Large Expected Impact | Large Expected Impact | Large Expected Impact | Large Expected Impact | Medium Expected Impact | Medium Expected Impact | Small Expected Impact | Large Expected Impact | Medium expected impact | Medium expected impact | Large expected impact | Large expected impact | Medium expected impact | Large expected impact | Widespread use (> 50% of projects) | Widespread use (> 50% of projects) | Medium use (10-50% of projects) | Widespread use (> 50% of projects) | Widespread use (> 50% of projects) | Medium use (10-50% of projects) | Widespread use (> 50% of projects) | Widespread use (> 50% of projects) | Widespread use (> 50% of projects) | No, I wish to accelerate to the end of the survey, and submit my responses only for onshore wind. | [94 empty] | Non-Leader
R_2zdN6wcsI7w8Qme | Wind power developer, owner, financier, operator, and/or construction contractor | Systems­-level wind technologies, focused on the entire wind turbine and/or wind plant | No | Yes | Euro | [61 empty] | Europe | 10 | 50 | 60 | 300-499 MW | 3374.99 | 86.19 | 41 | 25 | 7 | 100.37 | No, I am more comfortable with only answering questions about the future cost of floating offshore wind. | [29 empty] | Europe | 6907.82 | 171.27 | 45 | 26 | 7.1 | 184.62 | 6907.82 | 171.27 | 45 | 24 | 6.9 | 187.39 | 6907.82 | 171.27 | 45 | 24 | 6.9 | 185.87 |  |  |  | 101.87 | 111.94 | 106.34 | 10 | 100-199 m | 25 | 900-1299 MW | 7.1 | 156 | 200 | 371.47 | >60 meters | >60 meters | 6-10% | No opinion | Large expected impact | Medium expected impact | Small expected impact | Large expected impact | Large expected impact | Medium expected impact | Large expected impact | No opinion | No use at all (0% of projects) | Minimal use (<10% of projects) | Medium use (10-50% of projects) | No opinion | Minimal use (<10% of projects) | Minimal use (<10% of projects) | No opinion | No opinion | Non-Leader
R_31HoxIRahGwqia0 | Other private-­sector company (e.g., consultant) | Wind energy markets and/or cost analysis | Yes | Yes | Euro | Europe | 7.8 | 1592.91 | 42.54 | 27 | 25 | 6 | 66.82 | 784.7 | 33.58 | 31 | 35 | 5 | 27.37 | 1367.91 | 39.18 | 26 | 30 | 6 | 56.5 | 1093.65 | 36.94 | 28 | 28 | 5.5 | 43.46 | 44.78 | 62.69 | 53.73 | 16.79 | 55.97 | 36.94 | 7.8 | 4.5 | 140 | 108 | 292.33 | Medium Expected Impact | Large Expected Impact | Large Expected Impact | Large Expected Impact | Large Expected Impact | Large Expected Impact | Small Expected Impact | Medium Expected Impact | Large expected impact | Large expected impact | Medium expected impact | Small expected impact | Small expected impact | Small expected impact | Minimal use (<10% of projects) | Minimal use (<10% of projects) | Medium use (10-50% of projects) | Medium use (10-50% of projects) | Widespread use (> 50% of projects) | Minimal use (<10% of projects) | Widespread use (> 50% of projects) | Medium use (10-50% of projects) | Minimal use (<10% of projects) | Yes, proceed | Europe | 9.4 | 30 | 40 | 300-499 MW | 3386.18 | 48.13 | 48 | 30 | 6.2 | 65.55 | Yes, proceed | 2256.71 | 29.1 | 55 | 50 | 4 | 22.4 | 3076.11 | 45.9 | 51 | 35 | 5 | 46.03 | 2570.14 | 33.58 | 53 | 40 | 4.6 | 32.1 | 29.1 | 57.3692 | 43.66 | 17.91 | 43.66 | 33.58 | 10 | 40 | 58 | 900-1299 MW | No | [29 empty] | 17 | 245 | 182 | 360.6 | >90 meters | >50 meters | 11-25% | No expected impact | Small expected impact | Small expected impact | No expected impact | Small expected impact | Small expected impact | Medium expected impact | No expected impact | Medium use (10-50% of projects) | Minimal use (<10% of projects) | No use at all (0% of projects) | Medium use (10-50% of projects) | Widespread use (> 50% of projects) | Minimal use (<10% of projects) | Medium use (10-50% of projects) | Widespread use (> 50% of projects) | Widespread use (> 50% of projects) | Leader
R_3EEW9uNKsSfdhih | Wind turbine and/or component equipment manufacturer | Systems­-level wind technologies, focused on the entire wind turbine and/or wind plant | Yes | No | US Dollar | North America | 8 | 1802 | 36 | 40 | 25 | 5 | 43.3 | 1404 | 40 | 46 | 35 | 3 | 22.74 | 1499 | 40 | 42 | 30 | 5 | 34.09 | 1507 | 40 | 44 | 33 | 4.2 | 28.91 | 25 | 37 | 32 | 20 | 30 | 25 | 8.2 | 8 | 185 | 150 | 297.62 | Medium Expected Impact | Medium Expected Impact | Small Expected Impact | Small Expected Impact | Large Expected Impact | Large Expected Impact | Medium Expected Impact | Medium Expected Impact | Large expected impact | Large expected impact | Small expected impact | Medium expected impact | No expected impact | Medium expected impact | Minimal use (<10% of projects) | Widespread use (> 50% of projects) | Widespread use (> 50% of projects) | Widespread use (> 50% of projects) | Widespread use (> 50% of projects) | Widespread use (> 50% of projects) | Widespread use (> 50% of projects) | Medium use (10-50% of projects) | Medium use (10-50% of projects) | [95 empty] | Leader
R_3Eon6W1FmFcXtmH | Public research or research management institution | Subsystem-level wind technologies, focused on specific wind turbine and/or wind plant subsystems or components | Yes | Yes | US Dollar | North America | 8.5 | 1500 | 40 | 45 | 30 | 7.6 | 40.61 | 1000 | 35 | 50 | 35 | 7.5 | 25.02 | 1500 | 40 |  |  |  | 40.61 | 1250 | 35 | 48 | 35 | 7.2 | 29.64 | 28 | 40 | 35 | 20 | 35 | 25 | 8.5 | 7.3 | 205 | 130 | 221.17 | Medium Expected Impact | Medium Expected Impact | Large Expected Impact | Medium Expected Impact | Medium Expected Impact | Medium Expected Impact | Large Expected Impact | Large Expected Impact | Medium expected impact | Medium expected impact | Large expected impact | Small expected impact | Medium expected impact | Medium expected impact | Medium use (10-50% of projects) | Medium use (10-50% of projects) | Medium use (10-50% of projects) | Medium use (10-50% of projects) | Medium use (10-50% of projects) | Minimal use (<10% of projects) | Widespread use (> 50% of projects) | Widespread use (> 50% of projects) | Widespread use (> 50% of projects) | No, I wish to accelerate to the end of the survey, and submit my responses only for onshore wind. | [94 empty] | Non-Leader
R_3HTckBhpPrIDN2r | University or other degree-­granting academic institution | Systems­-level wind technologies, focused on the entire wind turbine and/or wind plant | No | Yes | Euro | [61 empty] | Europe | 8.5 | 38 | 34 | 200-299 MW | 3392.9 | 88.43 | 42 | 25 | 3 | 69.37 | Yes, proceed | 2016.04 | 51.49 | 55 | 35 | 2 | 23.37 | 3316.78 | 124.25 | 35 | 21 | 4 | 110.63 | 2256.71 | 43.66 | 50 | 26 | 3 | 34.43 | 32.46 | 137.1265 | 50.37 | 11.19 | 89.55 | 22.39 | 10 | 46 | 150 | 1300-1699 MW | Yes | Europe | 3605.59 | 70.52 | 58 | 30 | 2 | 38.98 | 5654.09 | 141.04 | 40 | 20 | 3 | 137.12 | 4401.48 | 95.15 | 52 | 25 | 3 | 68.4 | 55.97 | 170.7085 | 96.2684 | 32.4626 | 111.94 | 44.776 | 11 | 200-299 m | 148 | 1300-1699 MW | 15.1 | 230 | 145 | 363.44 | >80 meters | >70 meters | 11-25% | Small expected impact | Large expected impact | Large expected impact | Medium expected impact | Large expected impact | Large expected impact | Medium expected impact | Small expected impact | Medium use (10-50% of projects) | Minimal use (<10% of projects) | Minimal use (<10% of projects) | Medium use (10-50% of projects) | Medium use (10-50% of projects) | Widespread use (> 50% of projects) | Medium use (10-50% of projects) | No opinion | No opinion | Non-Leader
R_3HjY4ODIatCiYQw | Public research or research management institution | Subsystem-level wind technologies, focused on specific wind turbine and/or wind plant subsystems or components | No | No | Euro | [155 empty] | Non-Leader
R_3Hviv8PxOIz8hEK | Government agency not associated with research management | Wind energy markets and/or cost analysis | No | Yes | US Dollar | [61 empty] | North America | 8 | 30 | 30 | 200-299 MW | 5900 | 100 | 62 | 20 | 4.5 | 95.86 | Yes, proceed | 3750 | 110 | 65 | 25 | 4.5 | 59.01 | 5000 | 120 | 63 | 20 | 4.5 | 86.33 | 4500 | 115 | 63 | 25 | 4.5 | 69.97 | 70 | 108 | 90 | 45 | 75 | 55 | 8 | 45 | 50 | 700-899 MW | No | [29 empty] | 15 | 200 | 125 | 477.46 | >60 meters | >90 meters | 11-25% | Small expected impact | Medium expected impact | Large expected impact | Medium expected impact | Medium expected impact | Large expected impact | Small expected impact | Small expected impact | Medium use (10-50% of projects) | Medium use (10-50% of projects) | Minimal use (<10% of projects) | Widespread use (> 50% of projects) | Minimal use (<10% of projects) | Minimal use (<10% of projects) | Widespread use (> 50% of projects) | Medium use (10-50% of projects) | Minimal use (<10% of projects) | Non-Leader
R_3I5Gxs4oMKCytng | Wind power developer, owner, financier, operator, and/or construction contractor | Systems­-level wind technologies, focused on the entire wind turbine and/or wind plant | No | Yes | Euro | [61 empty] | Europe | 10.1 | 38 | 40 | 500-699 MW | 5059.69 | 69.4 | 54 | 25 | 3.2 | 68.76 | Yes, proceed | 3668.27 | 51.49 | 54 | 30 | 3.2 | 44.48 | 5879.09 | 67.16 | 49 | 25 | 4 | 92.94 | 5013.79 | 63.81 | 50 | 25 | 3.5 | 74.93 | 48.13 | 67.16 | 55.97 | 30.22 | 55.97 | 44.78 | 10.5 | 50 | 150 | 900-1299 MW | No | [29 empty] | 20 | 250 | 160 | 407.44 | >70 meters | >60 meters | 11-25% | Medium expected impact | Small expected impact | Medium expected impact | Large expected impact | Medium expected impact | Medium expected impact | No expected impact | Small expected impact | Widespread use (> 50% of projects) | Medium use (10-50% of projects) | Minimal use (<10% of projects) | No opinion | Widespread use (> 50% of projects) | No opinion | Widespread use (> 50% of projects) | Medium use (10-50% of projects) | Minimal use (<10% of projects) | Leader
R_3I5ZoR5vSkN2LmP | Wind power developer, owner, financier, operator, and/or construction contractor | Systems­-level wind technologies, focused on the entire wind turbine and/or wind plant | No | Yes | US Dollar |  |  | 100 | 10 |  |  |  | 12.45 | [53 empty] | Asia | 7.6 | 14 | 25 | 200-299 MW | 2575 | 80 | 30 | 25 | 4.3 | 87.97 | Yes, proceed | 1500 | 50 | 55 | 40 | 3 | 20.63 | 2000 | 70 | 40 | 30 | 3.8 | 47.18 | 1800 | 60 | 50 | 35 | 3.3 | 29.67 | 57.98 | 72.48 | 65.23 | 14.5 | 36.24 | 21.74 | 9 | 50 | 80 | 900-1299 MW | No | [29 empty] | 25 | 300 | 170 | 353.68 | >100 meters | >100 meters | 76-100% | Small expected impact | Medium expected impact | Large expected impact | Large expected impact | Large expected impact | Medium expected impact | Large expected impact | Large expected impact | No opinion | Widespread use (> 50% of projects) | Medium use (10-50% of projects) | No opinion | Widespread use (> 50% of projects) | Medium use (10-50% of projects) | Widespread use (> 50% of projects) | No opinion | No use at all (0% of projects) | Leader
R_3Ja7x4gS8QlaGxW | Other private-­sector company (e.g., consultant) | Wind energy markets and/or cost analysis | Yes | Yes | Euro | Europe | 6.8 | 1459.7 | 44.78 | 35 | 25 | 7 | 53.29 | 1129.47 | 22.39 | 55 | 30 | 7 | 22.09 | 1235.82 | 33.58 | 45 | 30 | 7 | 31.85 | 1182.09 | 27.98 | 50 | 30 | 7 | 26.47 | 31.34 | 41.42 | 36.94 | 14.55 | 22.39 | 17.91 |  | 10 | 173 | 140 | 425.42 | Medium Expected Impact | Medium Expected Impact | Small Expected Impact | Large Expected Impact | Large Expected Impact | Large Expected Impact | No Opinion | Large Expected Impact | Large expected impact | Large expected impact | Large expected impact | Medium expected impact | Small expected impact | Small expected impact | Minimal use (<10% of projects) | Medium use (10-50% of projects) | Medium use (10-50% of projects) | Medium use (10-50% of projects) | No opinion | Minimal use (<10% of projects) | Widespread use (> 50% of projects) | Minimal use (<10% of projects) | No opinion | No, I wish to accelerate to the end of the survey, and submit my responses only for onshore wind. | [94 empty] | Non-Leader
R_3M6ihrGmjQ1y0kv | Wind power developer, owner, financier, operator, and/or construction contractor | Systems­-level wind technologies, focused on the entire wind turbine and/or wind plant | No | Yes | Euro | [61 empty] | Europe | 9 | 45 | 40 | 200-299 MW | 4477.6 | 111.94 | 55 | 25 | 6 | 90.62 | Yes, proceed | 2238.8 | 89.55 | 55 | 35 | 3 | 35.68 | 4477.6 | 134.33 | 45 | 25 | 6 | 116.44 | 3358.2 | 111.94 | 50 | 30 | 4 | 63.25 | [6 empty] | 9 | 65 | 120 | 500-699 MW | Yes | Europe | 3358.2 | 134.33 |  | 35 | 5 | 64.09 | 6716.4 | 223.88 | 45 | 20 | 10 | 261.14 | 4477.6 | 134.33 | 50 | 30 | 6 | 97.56 | [6 empty] | 9 | 100-199 m | 100 | 500-699 MW | 20 | 260 | 170 | 376.7 | at no water depth would floating have a lower LCOE in 2019 | >90 meters | 26-50% | Small expected impact | Medium expected impact | Large expected impact | Small expected impact | Large expected impact | Large expected impact | Medium expected impact | Small expected impact | Minimal use (<10% of projects) | Medium use (10-50% of projects) | Medium use (10-50% of projects) | Minimal use (<10% of projects) | Minimal use (<10% of projects) | Medium use (10-50% of projects) | Minimal use (<10% of projects) | Widespread use (> 50% of projects) | Medium use (10-50% of projects) | Leader
R_3MEuAybuhEwtvqE | Other not-­for-­profit organization (e.g., NGOs, international organizations) | Wind energy markets and/or cost analysis | Yes | Yes | Euro | Asia | 6 | 2536.56 | 67.16 | 25 | 20 | 1 | 84.5 | 1384.7 | 33.58 | 30 | 30 | 5 | 42.81 | 1961.19 | 33.58 | 25 | 30 | 5 | 66.37 | 1679.1 | 33.58 | 27 | 30 | 5 | 54.66 | 51.4924 | 78.358 | 62.6864 | 17.91 | 44.78 | 32.46 |  | 4 | 117 | 91 | 372.05 | Large Expected Impact | Large Expected Impact | Medium Expected Impact | Large Expected Impact | Large Expected Impact | Small Expected Impact | Large Expected Impact | Medium Expected Impact | Medium expected impact | Large expected impact | Medium expected impact | Small expected impact | Small expected impact | Small expected impact | Minimal use (<10% of projects) | Medium use (10-50% of projects) | Medium use (10-50% of projects) | Minimal use (<10% of projects) | Medium use (10-50% of projects) | Medium use (10-50% of projects) | No opinion | No opinion | Minimal use (<10% of projects) | Yes, proceed | Asia |  | 25 | 15 | 500-699 MW | 6716.4 | 167.91 | 25 | 20 | 3 | 260.76 | Yes, proceed | 2798.5 | 67.16 | 40 | 30 |  | 52.66 | 3917.9 | 67.16 | 40 | 20 |  | 86.28 | 3358.2 | 78.36 | 40 | 30 |  | 62.55 | 173.51 | 201.49 | 190.3 | 24.63 | 67.16 | 44.78 | 7.5 | 40 | 20 | 500-699 MW | No | [29 empty] | 12 | 220 | 200 | 315.68 | >20 meters | >40 meters | 11-25% | Small expected impact | Medium expected impact | Large expected impact | Small expected impact | Large expected impact | Medium expected impact | Small expected impact | Small expected impact | Minimal use (<10% of projects) | Medium use (10-50% of projects) | Medium use (10-50% of projects) | Minimal use (<10% of projects) | Medium use (10-50% of projects) | Medium use (10-50% of projects) | Medium use (10-50% of projects) | Widespread use (> 50% of projects) | Minimal use (<10% of projects) | Non-Leader
R_3MtCV43ZUZIutFt | Public research or research management institution | Systems­-level wind technologies, focused on the entire wind turbine and/or wind plant | Yes | Yes | US Dollar | North America |  | 1447 | 40 | 50 | 30 | 5.6 | 29.61 | 1000 | 30 | 65 | 50 | 3 | 10.11 | 2000 | 50 | 50 | 20 | 10 | 66.18 | 1100 | 40 | 50 | 35 | 4 | 20.18 | 20 | 57 | 27 | 7 | 60 | 16 |  | 6 | 180 | 160 | 235.79 | No Expected Impact | Small Expected Impact | Medium Expected Impact | Large Expected Impact | Large Expected Impact | Large Expected Impact | Small Expected Impact | Medium Expected Impact | Large expected impact | Large expected impact | Large expected impact | Small expected impact | No expected impact | Medium expected impact | Minimal use (<10% of projects) | Widespread use (> 50% of projects) | Medium use (10-50% of projects) | Widespread use (> 50% of projects) | Widespread use (> 50% of projects) | Medium use (10-50% of projects) | Widespread use (> 50% of projects) | Widespread use (> 50% of projects) | Medium use (10-50% of projects) | No, I wish to accelerate to the end of the survey, and submit my responses only for onshore wind. | [94 empty] | Non-Leader
R_3MuPdmhBraft6SI | University or other degree-­granting academic institution | Systems­-level wind technologies, focused on the entire wind turbine and/or wind plant | Yes | Yes | Euro | Europe |  | 1731.71 | 50.37 | 30 | 25 | 3 | 51.56 | 1102.61 | 33.58 | 45 | 20 | 1.5 | 22.42 | 1651.12 | 44.78 | 35 | 25 | 4.2 | 45.81 | 1350 | 39.18 | 35 | 25 | 2.5 | 32.91 | 25.75 | 52.61 | 39.18 | 16.79 | 35.82 | 25.75 | 5 | 3.5 | 150 | 130 | 198.06 | No Expected Impact | Small Expected Impact | Medium Expected Impact | Large Expected Impact | Large Expected Impact | Large Expected Impact | Medium Expected Impact | Medium Expected Impact | Large expected impact | Medium expected impact | Large expected impact | Small expected impact | Small expected impact | Medium expected impact | Minimal use (<10% of projects) | Minimal use (<10% of projects) | Minimal use (<10% of projects) | Medium use (10-50% of projects) | Widespread use (> 50% of projects) | Minimal use (<10% of projects) | Medium use (10-50% of projects) | Medium use (10-50% of projects) | Minimal use (<10% of projects) | Yes, proceed | Europe |  |  |  | 300-499 MW | 1909.7 | 64.93 | 35 | 25 | 5 | 61.18 | No, I am more comfortable with only answering questions about the future cost of floating offshore wind. | [29 empty] | Europe | 2304.84 | 88.43 | 45 | 25 | 6 | 64.82 | 3389.54 | 134.33 | 45 | 25 | 8 | 111.87 | 2834.32 | 115.3 | 45 | 25 | 7 | 87.68 | 76.12 | 138.81 | 106.34 | 34.7 | 76.12 | 54.85 |  | 300-499 m |  | 500-699 MW | 14 | 300 | 186 | 198.06 | at no water depth would floating have a lower LCOE in 2019 | >70 meters | 11-25% | Small expected impact | Small expected impact | Medium expected impact | Small expected impact | Medium expected impact | Medium expected impact | Small expected impact | Small expected impact | Minimal use (<10% of projects) | Medium use (10-50% of projects) | Minimal use (<10% of projects) | Medium use (10-50% of projects) | Medium use (10-50% of projects) | Minimal use (<10% of projects) | Widespread use (> 50% of projects) | Medium use (10-50% of projects) | Minimal use (<10% of projects) | Leader
R_3PB2LN9DnbraqUR | Other not-­for-­profit organization (e.g., NGOs, international organizations) | Wind energy markets and/or cost analysis | Yes | Yes | US Dollar | Europe |  | 1663 | 45 | 32 | 25 | 6 | 59.07 | 1000 | 30 | 42 | 30 | 5 | 23.64 | 1350 | 40 | 32 | 30 | 8 | 54.68 | 1150 | 35 | 39 | 30 | 6 | 32.27 | 36 | 65 | 45 | 20 | 50 | 27 |  | 6 | 165 | 140 | 280.6 | Large Expected Impact | Medium Expected Impact | Large Expected Impact | Medium Expected Impact | Large Expected Impact | Medium Expected Impact | Small Expected Impact | Medium Expected Impact | Large expected impact | Large expected impact | Large expected impact | Medium expected impact | Small expected impact | Small expected impact | Minimal use (<10% of projects) | Medium use (10-50% of projects) | Minimal use (<10% of projects) | Medium use (10-50% of projects) | Medium use (10-50% of projects) | Minimal use (<10% of projects) | Widespread use (> 50% of projects) | Medium use (10-50% of projects) | Minimal use (<10% of projects) | Yes, proceed | Europe |  | 45 | 65 | 500-699 MW | 3200 | 85 | 46 | 25 | 7 | 85.63 | Yes, proceed | 1750 | 65 | 52 | 30 | 4.5 | 34.63 | 2600 | 100 | 42 | 25 | 4.5 | 69.77 | 2000 | 65 | 48 | 30 | 4.5 | 40.67 | 44 | 75 | 55 | 30 | 60 | 37 |  |  |  | 700-899 MW | No | [29 empty] | 17.1 |  |  | inf | >100 meters | >70 meters | 26-50% | Small expected impact | Small expected impact | Medium expected impact | Small expected impact | Medium expected impact | Medium expected impact | Medium expected impact | Small expected impact | Medium use (10-50% of projects) | Widespread use (> 50% of projects) | Minimal use (<10% of projects) | Minimal use (<10% of projects) | Minimal use (<10% of projects) | Minimal use (<10% of projects) | Medium use (10-50% of projects) | Medium use (10-50% of projects) | Minimal use (<10% of projects) | Leader
R_3PFx9zpWhgWEDI0 | Public research or research management institution | Subsystem-level wind technologies, focused on specific wind turbine and/or wind plant subsystems or components | Yes | Yes | US Dollar | North America | 9 | 1250 | 30 | 38 | 25 | 7 | 39.53 | 1000 | 20 | 40 | 35 | 6 | 22.99 | 1100 | 35 | 33 | 30 | 6.5 | 38.69 | 1300 | 27 | 38 | 35 | 6 | 31.76 | 27 | 45 | 36 | 20 | 38 | 30 | 8 | 3 | 135 | 110 | 209.59 | No Expected Impact | Large Expected Impact | Large Expected Impact | No Expected Impact | Large Expected Impact | Small Expected Impact | No Expected Impact | Large Expected Impact | Medium expected impact | Medium expected impact | Medium expected impact | No expected impact | Small expected impact | Large expected impact | Medium use (10-50% of projects) | Widespread use (> 50% of projects) | Widespread use (> 50% of projects) | Minimal use (<10% of projects) | Minimal use (<10% of projects) | Minimal use (<10% of projects) | Widespread use (> 50% of projects) | Medium use (10-50% of projects) | Minimal use (<10% of projects) | Yes, proceed | North America | 11 | 17 | 10 | = < 50 MW | 6000 | 80 | 38 | 20 | 10 | 240.21 | Yes, proceed | 4000 | 55 | 48 | 25 | 7 | 90.39 | 4500 | 80 | 40 | 20 | 7 | 141.05 | 4300 | 60 | 42 | 25 | 7 | 111.29 | 120 | 180 | 150 | 60 | 105 | 77 | 11 | 25 | 30 | 1700-2099 MW | Yes | North America | 6000 | 60 | 60 | 25 | 7 | 104.19 | 7000 | 75 | 50 | 25 | 7 | 147.01 | 6500 | 68 | 55 | 25 | 7 | 123.76 | 146 | 183.75 | 160 | 70 | 108 | 90 | 12 | 50-99 m | 20 | 900-1299 MW | 20 | 200 | 90 | 636.62 | at no water depth would floating have a lower LCOE in 2019 | >50 meters | 1-5% | Large expected impact | Medium expected impact | Large expected impact | Small expected impact | Medium expected impact | Large expected impact | No expected impact | Small expected impact | No use at all (0% of projects) | Widespread use (> 50% of projects) | Minimal use (<10% of projects) | No use at all (0% of projects) | No use at all (0% of projects) | Minimal use (<10% of projects) | Widespread use (> 50% of projects) | Medium use (10-50% of projects) | No use at all (0% of projects) | Non-Leader
R_3PRVXsnpj0AEpv5 | Other private-­sector company (e.g., consultant) | Wind energy markets and/or cost analysis | Yes | No | Euro | Europe | 7 | 1035.44 | 27.98 | 35 | 30 | 8 | 37.47 | 839.55 | 16.79 | 35 | 50 | 8 | 25.47 | 951.49 | 22.39 | 35 | 30 | 8 | 33.35 | 951.49 | 22.39 | 35 | 35 | 8 | 31.99 | 27.98 | 35.81 | 33.57 | 22.38 | 31.33 | 29.09 | 6.7 | 12 | 200 | 150 | 381.97 | Large Expected Impact | Large Expected Impact | Large Expected Impact | Large Expected Impact | Large Expected Impact | Medium Expected Impact | No Expected Impact | Large Expected Impact | Medium expected impact | Large expected impact | Medium expected impact | Medium expected impact | Small expected impact | Medium expected impact | No opinion | Widespread use (> 50% of projects) | Widespread use (> 50% of projects) | Widespread use (> 50% of projects) | Widespread use (> 50% of projects) | Widespread use (> 50% of projects) | No opinion | Medium use (10-50% of projects) | Widespread use (> 50% of projects) | [95 empty] | Non-Leader
R_3PnNCcXavA2UR5d | Public research or research management institution | Wind energy markets and/or cost analysis | No | Yes | Euro | [61 empty] | Europe | 10 | 25 | 27 | 100-199 MW | 3368.27 | 99.63 | 47 | 20 | 8 | 106.84 | No, I am more comfortable with only answering questions about the future cost of floating offshore wind. | [29 empty] | Europe | 2810.81 | 89.55 | 55 | 25 | 7 | 66 | 2798.5 | 89.55 | 55 | 20 | 7 | 72.06 | 2798.5 | 89.55 | 55 | 25 | 8 | 71.14 | 67.14 | 89.52 | 78.33 | 55.95 | 70.5 | 61.55 | 10.1 | < 50 m | 37 | 100-199 MW | 20 | 200 | 150 | 636.62 | >20 meters | >30 meters | 1-5% | No opinion | No opinion | No opinion | No opinion | No opinion | No opinion | No opinion | No opinion | Medium use (10-50% of projects) | Medium use (10-50% of projects) | Medium use (10-50% of projects) | No opinion | Medium use (10-50% of projects) | Medium use (10-50% of projects) | Medium use (10-50% of projects) | No opinion | No opinion | Leader
R_3QVrYdr8kjCBFPU | Wind turbine and/or component equipment manufacturer | Systems­-level wind technologies, focused on the entire wind turbine and/or wind plant | Yes | Yes | Euro | Europe | 7.5 | 1382.46 | 39.18 | 40 | 20 | 3 | 34.87 | 2246.64 | 55.97 | 40 | 30 | 2 | 38.64 | 2926.11 | 78.36 | 40 | 30 | 3 | 57.38 | 2582.46 | 67.16 | 40 | 30 | 2.5 | 47.6 | 38.06 | 67.16 | 50.37 | 44.78 |  | 55.97 | 7.5 | 5 | 175 | 150 | 207.88 | Small Expected Impact | Large Expected Impact | Small Expected Impact | Large Expected Impact | Medium Expected Impact | Medium Expected Impact | Medium Expected Impact | Medium Expected Impact | Medium expected impact | Medium expected impact | Large expected impact | Large expected impact | Small expected impact | Small expected impact | Minimal use (<10% of projects) | Minimal use (<10% of projects) | Minimal use (<10% of projects) | Widespread use (> 50% of projects) | Minimal use (<10% of projects) | Minimal use (<10% of projects) | Widespread use (> 50% of projects) | Medium use (10-50% of projects) | Medium use (10-50% of projects) | Yes, proceed | Europe | 9.5 | 30 | 35 | 500-699 MW | 5607.07 | 125.37 | 51 | 25 | 4 | 98.89 | Yes, proceed | 6071.63 | 138.81 | 50 | 40 | 3 | 77.34 | 7681.32 | 190.3 | 51 | 40 | 4.5 | 118.44 | 6167.89 | 167.91 | 51 | 40 | 3.7 | 89.93 | 89.55 | 118.66 | 104.1 | 67.16 | 124.25 | 100.75 | 9.5 | 30 | 50 | 500-699 MW | No | [29 empty] | 15.1 | 251 | 150 | 305.17 | >100 meters | >70 meters | 26-50% | Small expected impact | Small expected impact | Medium expected impact | Small expected impact | Small expected impact | Medium expected impact | Large expected impact | Small expected impact | Minimal use (<10% of projects) | Minimal use (<10% of projects) | Minimal use (<10% of projects) | Widespread use (> 50% of projects) | Minimal use (<10% of projects) | Medium use (10-50% of projects) | Minimal use (<10% of projects) | Medium use (10-50% of projects) | Minimal use (<10% of projects) | Non-Leader
R_3R3Yg99LSfIo5Ch | Other private-­sector company (e.g., consultant) | Systems­-level wind technologies, focused on the entire wind turbine and/or wind plant | Yes | Yes | Euro | Europe | 8 | 1150.74 | 78.36 | 33 | 25 | 4 | 49.57 | 952.61 | 50.37 | 33 | 35 | 3.5 | 30.71 | 1120.52 | 72.76 | 27 | 30 | 3.9 | 53.7 | 1014.18 | 55.97 | 32 | 34 | 4 | 36.21 | [6 empty] | 8 | 4 | 141 | 117 | 256.17 | Small Expected Impact | Medium Expected Impact | Large Expected Impact | Small Expected Impact | Large Expected Impact | Large Expected Impact | Small Expected Impact | Large Expected Impact |  | Large expected impact | Large expected impact | Small expected impact | Small expected impact | Small expected impact |  | Medium use (10-50% of projects) | Minimal use (<10% of projects) | Minimal use (<10% of projects) | Widespread use (> 50% of projects) | Medium use (10-50% of projects) | Widespread use (> 50% of projects) | Medium use (10-50% of projects) | Medium use (10-50% of projects) | No, I wish to accelerate to the end of the survey, and submit my responses only for onshore wind. | [94 empty] | Leader
R_3RyZqnmGkbeuEL0 | Wind turbine and/or component equipment manufacturer | Wind energy markets and/or cost analysis | Yes | Yes | US Dollar | North America |  | 1638 | 47 | 43 | 25 | 6 | 44.01 | 1451 | 37 | 36 | 30 | 4.1 | 34.7 | 1949 | 58 | 48 | 30 | 7.9 | 52.24 | 1554 | 48 | 40 | 25 | 5 | 42.18 | 37 | 58 | 44 | 30 | 50 | 40 |  | 2.9 | 142 | 98 | 183.12 | Medium Expected Impact | Medium Expected Impact | Small Expected Impact | Medium Expected Impact | Large Expected Impact | Medium Expected Impact | Medium Expected Impact | Large Expected Impact | Large expected impact | Large expected impact | Large expected impact | Medium expected impact | Small expected impact | Medium expected impact | No opinion | No opinion | No opinion | No opinion | No opinion | No opinion | No opinion | No opinion | No opinion | No, I wish to accelerate to the end of the survey, and submit my responses only for onshore wind. | [94 empty] | Non-Leader
R_3dLjvZuaR3wxmFl | Wind power developer, owner, financier, operator, and/or construction contractor | Wind energy markets and/or cost analysis | Yes | No | US Dollar | North America | 8.4 | 1300 | 15 | 45 | 20 | 7 | 34.16 | 1300 | 12 | 50 | 20 | 6.5 | 28.77 | 1500 | 15 | 40 | 20 | 7 | 43.69 | 1301 | 12 | 47 | 20 | 6.5 | 30.63 | 30 | 43 | 34 | 15 | 28 | 20 | 8 | 10 | 200 | 140 | 318.31 | Large Expected Impact | Medium Expected Impact | Large Expected Impact | Large Expected Impact | Medium Expected Impact | Large Expected Impact | No Expected Impact | Large Expected Impact | Medium expected impact | Large expected impact | Large expected impact | Small expected impact | No expected impact | Large expected impact | Widespread use (> 50% of projects) | Minimal use (<10% of projects) | Medium use (10-50% of projects) | Minimal use (<10% of projects) | Widespread use (> 50% of projects) | Minimal use (<10% of projects) | Widespread use (> 50% of projects) | Medium use (10-50% of projects) | Widespread use (> 50% of projects) | [95 empty] | Leader
R_3ekur8qxxOUi4l4 | Wind turbine and/or component equipment manufacturer | Wind energy markets and/or cost analysis | Yes | No | US Dollar | North America | 8.3 | 961 | 30 | 45 | 25 | 8 | 29.67 | 833 | 23 | 48 | 30 | 6 | 18.43 | 1109 | 28 | 50 | 30 | 8 | 27.64 | 998 | 25 | 50 | 30 | 7 | 22.66 | 20 | 28 | 25 | 15 | 23 | 20 | 7.8 | 13 | 250 | 180 | 264.83 | Medium Expected Impact | Medium Expected Impact | Large Expected Impact | Large Expected Impact | Large Expected Impact | Medium Expected Impact | No Expected Impact | Large Expected Impact | Medium expected impact | Medium expected impact | Large expected impact | Medium expected impact | Medium expected impact | Large expected impact | Widespread use (> 50% of projects) | Medium use (10-50% of projects) | Medium use (10-50% of projects) | Widespread use (> 50% of projects) | Widespread use (> 50% of projects) | Minimal use (<10% of projects) | Widespread use (> 50% of projects) | Medium use (10-50% of projects) | Medium use (10-50% of projects) | [95 empty] | Leader
R_3h41IVenFoozu8H | Wind turbine and/or component equipment manufacturer | Wind energy markets and/or cost analysis | No | Yes | US Dollar | [61 empty] | North America | 9.5 | 38 | 30 | 700-899 MW | 3495 | 80 | 42 | 25 | 8 | 107.7 | Yes, proceed | 2511 | 60 | 47 | 30 | 8 | 65.75 | 3006 | 70 | 45 | 25 | 12 | 117.78 | 3006 | 70 | 44 | 29 | 10 | 100.23 | 60 | 120 | 91 | 40 | 80 | 60 | 9.5 | 40 | 40 | 700-899 MW | No | [29 empty] | 25 | 275 | 150 | 420.91 | at no water depth would floating have a lower LCOE in 2019 | >100 meters | 6-10% | Medium expected impact | Medium expected impact | Large expected impact | Small expected impact | Large expected impact | Large expected impact | Small expected impact | Medium expected impact | Widespread use (> 50% of projects) | Minimal use (<10% of projects) | No use at all (0% of projects) | Medium use (10-50% of projects) | Minimal use (<10% of projects) | Medium use (10-50% of projects) | Medium use (10-50% of projects) | Medium use (10-50% of projects) | Minimal use (<10% of projects) | Leader
R_3htLegDYD3LvaD3 | Government agency not associated with research management | Systems­-level wind technologies, focused on the entire wind turbine and/or wind plant | Yes | Yes | Euro | Europe | 8 | 1728.35 | 50.37 | 40 | 30 | 3.2 | 35.74 | 889.92 | 33.58 | 45 | 40 | 4.5 | 18.48 | 1120.52 | 44.78 | 50 | 45 | 6.1 | 24.39 | 1014.18 | 39.18 | 45 | 45 | 5 | 21.63 | [6 empty] | 8 | 5 | 120 | 110 | 442.1 | Small Expected Impact | Medium Expected Impact | Medium Expected Impact | Medium Expected Impact | Large Expected Impact | Large Expected Impact | Medium Expected Impact | Large Expected Impact | Large expected impact | Large expected impact | Large expected impact | Medium expected impact | Medium expected impact | Medium expected impact | Widespread use (> 50% of projects) | Widespread use (> 50% of projects) | Medium use (10-50% of projects) | Medium use (10-50% of projects) | Medium use (10-50% of projects) | Widespread use (> 50% of projects) | Medium use (10-50% of projects) | Medium use (10-50% of projects) | Medium use (10-50% of projects) | No, I wish to accelerate to the end of the survey, and submit my responses only for onshore wind. | [94 empty] | Non-Leader
R_3izpBpzp9qsOIIP | Wind power developer, owner, financier, operator, and/or construction contractor | Systems­-level wind technologies, focused on the entire wind turbine and/or wind plant | No | Yes | US Dollar | [61 empty] | North America | 9.4 | 35 | 50 | 900-1299 MW | 3967 | 73 | 47 | 30 | 6.1 | 81.61 | Yes, proceed | 2834 | 60 | 50 | 35 | 4.2 | 43.16 | 3544 | 89 | 48 | 30 | 5.4 | 71.99 | 3071 | 65 | 48 | 32 | 5.6 | 59.13 | 60 | 88.75 | 70 | 33 | 67 | 50 | 9.6 | 55 | 102 | 900-1299 MW | Yes | North America | 3609 | 89 | 47 | 25 | 6.6 | 89.73 | 6020 | 103 | 49 | 30 | 5.2 | 106.23 | 5072 | 91 | 48 | 30 | 5.8 | 98.47 | 120 | 132.5 | 126 | 60 | 100 | 76 | 9.7 | 50-99 m | 178 | 900-1299 MW | 22 | 299 | 167 | 313.32 | >80 meters | >50 meters | 26-50% | Small expected impact | Medium expected impact | Large expected impact | Large expected impact | Large expected impact | Medium expected impact | Small expected impact | Medium expected impact | Medium use (10-50% of projects) | Widespread use (> 50% of projects) | Widespread use (> 50% of projects) | Minimal use (<10% of projects) | Medium use (10-50% of projects) | Widespread use (> 50% of projects) | Medium use (10-50% of projects) | Medium use (10-50% of projects) | Widespread use (> 50% of projects) | Leader
R_3jepcrKdv6astJ8 | Wind power developer, owner, financier, operator, and/or construction contractor | Systems­-level wind technologies, focused on the entire wind turbine and/or wind plant | Yes | No | Euro | [7 empty] | 44.76 | 1032.09 | 27.98 | 47 | 25 | 7.8 | 29 | 1880.59 | 60.45 | 30 | 20 | 10 | 108.83 | 1147.38 | 31.34 | 43 | 30 | 7.4 | 32.13 | 31.33 | 111.9 | 34.69 | 22.38 | 78.33 | 27.98 |  | 11 | 210 | 170 | 317.59 | Medium Expected Impact | Medium Expected Impact | Large Expected Impact | Medium Expected Impact | Medium Expected Impact | Large Expected Impact | Medium Expected Impact | Large Expected Impact | Large expected impact | Medium expected impact | Medium expected impact | Large expected impact | Medium expected impact | Medium expected impact | Medium use (10-50% of projects) | Widespread use (> 50% of projects) | Medium use (10-50% of projects) | Widespread use (> 50% of projects) | Widespread use (> 50% of projects) | Widespread use (> 50% of projects) | Widespread use (> 50% of projects) | Widespread use (> 50% of projects) | Minimal use (<10% of projects) | [95 empty] | Leader
R_3kpLZTovmgv490h | Other not-­for-­profit organization (e.g., NGOs, international organizations) | Wind energy markets and/or cost analysis | Yes | Yes | Euro | Europe | 10.5 | 111.94 | 67.16 | 35 | 25 | 8.3 | 25.31 | 2014.92 | 55.97 | 35 | 25 | 8.3 | 79.59 | 2574.62 | 61.57 | 40 | 25 | 10 | 98.48 | 2238.8 | 59.33 | 38 | 25 | 9 | 85.15 | [6 empty] | 6.5 | 5.5 | 150 | 130 | 311.24 | Large Expected Impact | Small Expected Impact | Large Expected Impact | Large Expected Impact | Large Expected Impact | Large Expected Impact | Medium Expected Impact | Small Expected Impact | Large expected impact | Large expected impact | Small expected impact | Small expected impact | Medium expected impact | Medium expected impact | No opinion | Medium use (10-50% of projects) | Medium use (10-50% of projects) | Minimal use (<10% of projects) | No opinion | Medium use (10-50% of projects) | Widespread use (> 50% of projects) | Minimal use (<10% of projects) | No use at all (0% of projects) | Yes, proceed | Europe | 10.5 | 35 | 70 | 300-499 MW | 5373.12 |  | 45 | 25 | 6 | 98.83 | Yes, proceed | 5037.3 | 55.97 | 40 | 25 | 6 | 120.21 | 5597 | 67.16 | 50 | 25 | 8 | 130.96 | 5373.12 | 61.57 | 45 | 25 | 7 | 126.39 | [6 empty] | 10.5 | 45 | 80 | 300-499 MW | Yes | Europe | 5820.88 | 61.57 | 40 | 25 | 6 | 138.02 | 6380.58 | 72.76 | 50 | 25 | 9 | 162.45 | 6156.7 | 67.16 | 45 | 25 | 7.5 | 151.07 | [6 empty] | 11 | 50-99 m | 125 | 300-499 MW | 12.5 | 180 | 120 | 491.22 | >90 meters | >70 meters | 26-50% | Small expected impact | Large expected impact | Medium expected impact | Medium expected impact | Small expected impact | Large expected impact | Medium expected impact | Large expected impact | No opinion | Minimal use (<10% of projects) | Minimal use (<10% of projects) | Minimal use (<10% of projects) | No opinion | Widespread use (> 50% of projects) | Widespread use (> 50% of projects) | Minimal use (<10% of projects) | No use at all (0% of projects) | Non-Leader
R_3lFkvKjixEF80rB | Public research or research management institution | Systems­-level wind technologies, focused on the entire wind turbine and/or wind plant | Yes | Yes | US Dollar | North America |  | 1590 | 42 | 43 | 30 | 6.3 | 39.88 | 906 | 22 | 51 | 47 | 5.4 | 14.67 | 1522 | 44 | 41 | 32 | 5.7 | 37.95 | 1167 | 30 | 43 | 40 | 5.5 | 24.24 | 17 | 38 |  | 10 | 30 | 20 |  | 4.7 | 131 | 115 | 348.71 | Small Expected Impact | Medium Expected Impact | Medium Expected Impact | Large Expected Impact | Large Expected Impact | Small Expected Impact | Small Expected Impact | Large Expected Impact | Small expected impact | Medium expected impact | Small expected impact | Small expected impact | Small expected impact | Small expected impact | Medium use (10-50% of projects) | Medium use (10-50% of projects) | Minimal use (<10% of projects) | Minimal use (<10% of projects) | Minimal use (<10% of projects) | Medium use (10-50% of projects) | No opinion | Medium use (10-50% of projects) | Minimal use (<10% of projects) | No, I wish to accelerate to the end of the survey, and submit my responses only for onshore wind. | [94 empty] | Non-Leader
R_3oHZbFPnv3UedaY | Other private-­sector company (e.g., consultant) | Subsystem-level wind technologies, focused on specific wind turbine and/or wind plant subsystems or components | Yes | Yes | US Dollar | North America | 8.5 | 1249 | 40 | 50 | 25 | 4 | 25.22 | 953 | 30 | 65 | 30 | 3 | 12.29 | 1301 | 50 | 55 | 25 | 6 | 29.96 | 1048 | 35 | 60 | 25 | 4 | 17.91 | 15 | 33 | 21 | 10 | 28 | 16 | 8.5 | 7.5 | 200 | 150 | 238.73 | Medium Expected Impact | Medium Expected Impact | Large Expected Impact | Large Expected Impact | Medium Expected Impact | Large Expected Impact | Medium Expected Impact | Large Expected Impact | Large expected impact | Medium expected impact | Large expected impact | Medium expected impact | Medium expected impact | Large expected impact | Medium use (10-50% of projects) | Medium use (10-50% of projects) | Medium use (10-50% of projects) | Widespread use (> 50% of projects) | Widespread use (> 50% of projects) | Medium use (10-50% of projects) | Widespread use (> 50% of projects) | Medium use (10-50% of projects) | Medium use (10-50% of projects) | No, I wish to accelerate to the end of the survey, and submit my responses only for onshore wind. | [94 empty] | Non-Leader
R_3r0Bs4oiW4vuKdv | Wind turbine and/or component equipment manufacturer | Systems­-level wind technologies, focused on the entire wind turbine and/or wind plant | Yes | No | Euro | Asia | 7 | 1035.44 | 22.39 | 32 | 25 | 6 | 34.77 | 898.88 | 16.79 | 45 | 30 | 2 | 12.32 | 1792.16 | 33.58 | 35 | 25 | 6.5 | 55.86 | 1243.65 | 22.39 | 42 | 27 | 3.5 | 22.81 | 19.03 | 55.97 | 30.22 | 11.19 | 55.97 | 22.39 | 6.5 | 4 | 180 | 160 | 157.19 | Small Expected Impact | Large Expected Impact | Large Expected Impact | Medium Expected Impact | Medium Expected Impact | Small Expected Impact | Medium Expected Impact | Large Expected Impact | Small expected impact | Medium expected impact | Large expected impact | Large expected impact | Small expected impact | Medium expected impact | Minimal use (<10% of projects) | Medium use (10-50% of projects) | Widespread use (> 50% of projects) | Medium use (10-50% of projects) | No use at all (0% of projects) | Minimal use (<10% of projects) | Widespread use (> 50% of projects) | Medium use (10-50% of projects) | Medium use (10-50% of projects) | [95 empty] | Non-Leader
R_3s0tVpxLKjQCu0w | Other private-­sector company (e.g., consultant) | Systems­-level wind technologies, focused on the entire wind turbine and/or wind plant | Yes | No | US Dollar | Europe | 6.8 | 1350 | 43 | 27 | 25 | 5 | 54.84 | 700 | 23 | 30 | 28 | 5 | 24.62 | 1500 | 44 | 30 | 28 | 1 | 50.74 | 1100 | 35 | 30 | 28 | 5 | 38.25 | 34 | 60 | 48 | 22 | 46 | 34 | 6.7 | 8 | 180 | 140 | 314.38 | Large Expected Impact | Large Expected Impact | Medium Expected Impact | Large Expected Impact | Large Expected Impact | Small Expected Impact | No Expected Impact | Medium Expected Impact | Small expected impact | Large expected impact | Medium expected impact | No expected impact | No expected impact | Small expected impact | No opinion | Widespread use (> 50% of projects) | Medium use (10-50% of projects) | No use at all (0% of projects) | No use at all (0% of projects) | Minimal use (<10% of projects) | Medium use (10-50% of projects) | Medium use (10-50% of projects) | No use at all (0% of projects) | [95 empty] | Non-Leader
R_4TJcIXABWWhYQ2R | University or other degree-­granting academic institution | Systems­-level wind technologies, focused on the entire wind turbine and/or wind plant | No | Yes | US Dollar | [61 empty] | North America | 10 | 45 | 50 | 700-899 MW | 3500 | 94 | 55 | 40 | 6 | 60.94 | Yes, proceed | 2000 | 70 | 60 | 55 | 4 | 25.9 | 3200 | 90 | 50 | 35 | 6 | 64.78 | 2800 | 80 |  |  | 5 | 44.64 | 45.45 | 69.32 | 57.5 | 18.72 | 42.43 | 31.25 | 10 | 55 | 80 | 1300-1699 MW | No | [29 empty] | 20 | 280 | 180 | 324.81 | >90 meters | >90 meters | 6-10% | Medium expected impact | Medium expected impact | Large expected impact | Medium expected impact | Large expected impact | Large expected impact | Large expected impact | Medium expected impact | Medium use (10-50% of projects) | Widespread use (> 50% of projects) | Medium use (10-50% of projects) | Medium use (10-50% of projects) | Widespread use (> 50% of projects) | Medium use (10-50% of projects) | Widespread use (> 50% of projects) | Widespread use (> 50% of projects) | Widespread use (> 50% of projects) | Non-Leader
R_4Zak6gEJCnLl345 | Wind power developer, owner, financier, operator, and/or construction contractor | Wind energy markets and/or cost analysis | Yes | Yes | Euro | Europe |  | 1231.34 | 39.18 | 35 | 40 | 6.5 | 37.56 | 985.07 | 27.98 | 45 | 40 | 6.5 | 22.51 | 1108.21 | 35.82 | 39 | 40 | 6.5 | 30.49 | 1034.33 | 32.46 | 43 | 40 | 6.5 | 25.56 | 29.1 | 34.7 | 31.34 | 19.03 | 24.63 | 21.27 |  | 7 | 175 | 170 | 291.03 | Large Expected Impact | Small Expected Impact | Large Expected Impact | Small Expected Impact | Medium Expected Impact | Medium Expected Impact | Small Expected Impact | Medium Expected Impact | Medium expected impact | Medium expected impact | Large expected impact | Large expected impact | Small expected impact | Large expected impact | Medium use (10-50% of projects) | Medium use (10-50% of projects) | Medium use (10-50% of projects) | Minimal use (<10% of projects) | Widespread use (> 50% of projects) | Minimal use (<10% of projects) | Widespread use (> 50% of projects) | Medium use (10-50% of projects) | Widespread use (> 50% of projects) | Yes, proceed | Europe |  |  |  | 300-499 MW | 3582.08 | 95.15 | 47 | 25 | 7.3 | 96.18 | Yes, proceed | 1970.14 | 61.57 | 56 | 25 | 7 | 45.19 | 2328.35 | 71.64 | 50 | 25 | 7 | 59.56 | 2149.25 | 67.16 | 54 | 25 | 7 | 51.12 | 59.3282 | 78.358 | 66.0446 | 36.94 | 50.37 | 44.78 |  |  |  | 700-899 MW | No |  | 111.94 | 11.19 |  |  |  |  | 304.48 | 11.19 |  |  |  |  | 160.07 | 11.19 | [14 empty] | 19 | 250 | 150 | 387.06 | >60 meters | >50 meters | 11-25% | Medium expected impact | Medium expected impact | Large expected impact | Medium expected impact | Medium expected impact | Large expected impact | Medium expected impact | Small expected impact | Medium use (10-50% of projects) | Medium use (10-50% of projects) | Minimal use (<10% of projects) | Medium use (10-50% of projects) | Widespread use (> 50% of projects) | Medium use (10-50% of projects) | Widespread use (> 50% of projects) | Widespread use (> 50% of projects) | Minimal use (<10% of projects) | Non-Leader
R_55zZ8jUvjZ5XGE1 | Other not-­for-­profit organization (e.g., NGOs, international organizations) | Wind energy markets and/or cost analysis | Yes | Yes | Euro | Europe |  | 1416.04 | 15.67 | 30 | 25 | 4 | 36.37 | 1110.44 | 15.67 | 35 | 30 | 2.5 | 19.07 | 1416.04 | 15.67 | 35 | 25 | 5 | 40.57 | 1213.43 | 15.67 | 35 | 28 | 3 | 22.72 | 24.6268 | 39.179 | 31.3432 | 11.194 | 41.42 | 13.43 | [28 empty] | No, I wish to accelerate to the end of the survey, and submit my responses only for onshore wind. | [94 empty] | Non-Leader
R_6YxKvBoEV6xzvmF | Public research or research management institution | Wind energy markets and/or cost analysis | No | No | US Dollar | [155 empty] | Leader
R_87aVeijS6OMGl4R | Wind turbine and/or component equipment manufacturer | Systems­-level wind technologies, focused on the entire wind turbine and/or wind plant | Yes | Yes | Euro | Europe | 7.5 | 1343.28 | 39.18 | 40 | 25 | 5 | 35.8 | 895.52 | 27.98 | 45 |  | 4 | 19.91 | 1231.34 | 39.18 |  |  |  | 33.75 | 1119.4 | 33.58 | 42 |  |  | 28.67 | 27.98 | 39.18 | 33.58 | 16.79 | 31.34 | 25.75 | 7.5 | 5 | 175 | 130 | 207.88 | Large Expected Impact | Large Expected Impact | Large Expected Impact | Large Expected Impact | Large Expected Impact | Medium Expected Impact | Small Expected Impact | Small Expected Impact | Large expected impact | Large expected impact | Small expected impact | Small expected impact | No expected impact | Small expected impact | Minimal use (<10% of projects) | Widespread use (> 50% of projects) | Medium use (10-50% of projects) | Minimal use (<10% of projects) | Minimal use (<10% of projects) | Widespread use (> 50% of projects) | Widespread use (> 50% of projects) | Widespread use (> 50% of projects) | Medium use (10-50% of projects) | Yes, proceed | Europe | 10 | 45 | 80 | 900-1299 MW | 3358.2 | 78.36 | 50 | 30 | 5 | 61.59 | Yes, proceed | 1343.28 | 44.78 | 60 | 35 | 4 | 19.77 | 2798.5 | 67.16 | 45 | 25 | 5 | 62.63 | 1791.04 | 44.78 | 55 |  |  | 30.48 | 42.54 | 67.16 | 50.37 | 16.79 | 49.25 | 27.98 | 10 | 50 | 100 | 900-1299 MW | Yes | Europe | 1791.04 | 44.78 | 60 | 35 | 4 | 23.52 | 2798.5 | 55.97 |  | 25 | 6 | 59.1 | 2014.92 | 50.37 | 55 |  |  | 34.29 | 50.37 | 72.76 | 58.21 | 20.15 | 55.97 | 27.98 | 10 | 100-199 m | 100 | 900-1299 MW | 20 | 275 | 165 | 336.72 | >60 meters | >50 meters | 11-25% | Medium expected impact | Large expected impact | Medium expected impact | Medium expected impact | Small expected impact | Small expected impact | No expected impact | No expected impact | Medium use (10-50% of projects) | Widespread use (> 50% of projects) | Minimal use (<10% of projects) | Minimal use (<10% of projects) | Minimal use (<10% of projects) | Widespread use (> 50% of projects) | Widespread use (> 50% of projects) | Widespread use (> 50% of projects) | Medium use (10-50% of projects) | Leader
R_8c6XAVwrSr46e2d | Public research or research management institution | Systems­-level wind technologies, focused on the entire wind turbine and/or wind plant | Yes | Yes | US Dollar | North America | 8 | 1300 | 40 | 40 | 20 | 4.5 | 37.86 | 1000 | 30 | 50 | 30 | 4.5 | 18.95 | 1300 | 40 | 40 | 25 | 4.5 | 33.77 | 1050 | 35 | 45 | 25 |  | 24.93 | 30 | 40 | 35 | 18 | 35 | 25 | 8 | 10 | 250 | 200 | 203.72 | Large Expected Impact | Large Expected Impact | Large Expected Impact | Large Expected Impact | Medium Expected Impact | Medium Expected Impact | Small Expected Impact | Medium Expected Impact | Small expected impact | Medium expected impact | Large expected impact | Small expected impact | Medium expected impact | Large expected impact | Minimal use (<10% of projects) | Widespread use (> 50% of projects) | Medium use (10-50% of projects) | Medium use (10-50% of projects) | Minimal use (<10% of projects) | Widespread use (> 50% of projects) | Widespread use (> 50% of projects) | Widespread use (> 50% of projects) | Medium use (10-50% of projects) |  | Global average | 10 | 20 | 20 | 100-199 MW | 4000 | 100 | 45 | 30 | 6 | 91.75 | Yes, proceed | 3000 | 60 | 55 | 40 | 4.5 | 39.92 | 4000 | 80 | 50 |  | 5 | 70.31 | 3500 | 70 | 55 |  | 4.5 | 53.03 | 50 | 90 | 70 | 30 | 60 | 45 | 9.5 | 40 | 40 | 700-899 MW | Yes | Global average | 4000 | 80 | 60 | 40 | 4.5 | 48.79 | 7000 | 120 | 55 |  |  | 119.96 | 5500 | 100 | 55 | 40 | 5 | 75.82 | 90 | 130 | 109 | 40 | 100 | 68 | 10 | 100-199 m | 100 | 700-899 MW | 20 | 300 | 170 | 282.94 | >60 meters | >50 meters | 26-50% | Small expected impact | Medium expected impact | Medium expected impact | Medium expected impact | Large expected impact | Large expected impact | Medium expected impact | Small expected impact | Medium use (10-50% of projects) | Widespread use (> 50% of projects) | Minimal use (<10% of projects) | Medium use (10-50% of projects) | Minimal use (<10% of projects) | Widespread use (> 50% of projects) | Medium use (10-50% of projects) | Widespread use (> 50% of projects) | Medium use (10-50% of projects) | Non-Leader
R_AMVMWYbcIQ33bfb | Wind power developer, owner, financier, operator, and/or construction contractor | Wind energy markets and/or cost analysis | Yes | No | US Dollar | North America | 9.5 | 1250 | 40 | 44 | 35 | 6 | 30.01 | 900 | 30 | 50 |  | 7 | 21.19 | 1900 | 70 | 40 | 30 | 7 | 60.33 | 1200 | 40 | 42 |  | 6.5 | 32.1 | 22 | 51 | 30 | 22 | 49 | 34 | 9.5 | 5 | 150 | 120 | 282.94 | Large Expected Impact | Large Expected Impact | Medium Expected Impact | Medium Expected Impact | Large Expected Impact | Large Expected Impact | Small Expected Impact | Large Expected Impact | Large expected impact | Large expected impact | Large expected impact | Large expected impact | Small expected impact | Small expected impact | Minimal use (<10% of projects) | Widespread use (> 50% of projects) | Widespread use (> 50% of projects) | Minimal use (<10% of projects) | Medium use (10-50% of projects) | Widespread use (> 50% of projects) | Minimal use (<10% of projects) | Minimal use (<10% of projects) | Minimal use (<10% of projects) | [95 empty] | Leader
R_ANYgCNm6lzxpW9P | Public research or research management institution | Systems­-level wind technologies, focused on the entire wind turbine and/or wind plant | Yes | Yes | Euro | Europe | 8.5 | 1231.34 | 61.57 | 45 | 15 | 4.2 | 42.94 | 962.68 | 44.78 | 55 | 30 | 3.5 | 18.38 | 1677.98 | 67.16 | 50 | 20 | 5 | 44.16 | 1108.21 | 39.18 | 52 | 25 | 4.2 | 22.7 | 27.98 | 47.01 | 35.82 | 17.91 | 39.18 |  | 8.5 | 5 | 150 | 105 | 282.94 | Large Expected Impact | Medium Expected Impact | Medium Expected Impact | Large Expected Impact | Large Expected Impact | Medium Expected Impact | Small Expected Impact | Medium Expected Impact | Medium expected impact | Large expected impact | Medium expected impact | Medium expected impact | Small expected impact | Medium expected impact | Medium use (10-50% of projects) | Minimal use (<10% of projects) | Widespread use (> 50% of projects) | Medium use (10-50% of projects) | Widespread use (> 50% of projects) | Widespread use (> 50% of projects) | Widespread use (> 50% of projects) | Medium use (10-50% of projects) | Medium use (10-50% of projects) | Yes, proceed | Europe | 9.8 | 30 | 30 | 700-899 MW | 2227.61 | 70.52 | 50 | 25 | 4.5 | 46.75 | Yes, proceed | 1707.09 | 55.97 | 62 | 35 | 4 | 24.13 | 2522.01 | 64.93 | 55 | 25 | 5.5 | 49.23 | 1902.98 | 63.81 | 62 | 30 | 4.7 | 30.87 | 27.98 | 50.37 | 35.82 | 22.39 | 50.37 |  | 10 | 45 | 125 | 1700-2099 MW | No | [29 empty] | 15 | 254 | 157 | 296.03 | >60 meters | >50 meters | 11-25% | Small expected impact | Small expected impact | Medium expected impact | Medium expected impact | Medium expected impact | Medium expected impact | Medium expected impact | Small expected impact | Medium use (10-50% of projects) | Medium use (10-50% of projects) | Minimal use (<10% of projects) | Widespread use (> 50% of projects) | Widespread use (> 50% of projects) | Widespread use (> 50% of projects) | Widespread use (> 50% of projects) | Minimal use (<10% of projects) | Medium use (10-50% of projects) | Leader
R_DGpbwH8W8ZTLQhH | Public research or research management institution | Systems­-level wind technologies, focused on the entire wind turbine and/or wind plant | No | Yes | Euro | [61 empty] | Asia | 8.5 | 50 | 35 | 100-199 MW | 4598.5 | 128.73 | 30 | 20 | 2.6 | 149.04 | Yes, proceed | 3943.65 | 89.55 | 30 | 20 | 2.8 | 122 | 4955.58 | 134.33 | 31 | 20 | 2.6 | 153.82 | 4521.26 | 117.54 | 30 | 20 | 3.3 | 151.75 | 151.07 | 158.9 | 154.42 | 134.28 | 145.47 | 139.88 | 8.8 | 38 | 25 | 100-199 MW | No | [29 empty] | 16.2 | 200 | 200 | 515.66 | >70 meters | >100 meters | 26-50% | Small expected impact | Large expected impact | No opinion | Medium expected impact | Medium expected impact | Medium expected impact | Large expected impact | Large expected impact | Medium use (10-50% of projects) | Medium use (10-50% of projects) | Medium use (10-50% of projects) | Minimal use (<10% of projects) | Minimal use (<10% of projects) | Medium use (10-50% of projects) | Minimal use (<10% of projects) | No use at all (0% of projects) | Minimal use (<10% of projects) | Leader
R_DGzlcc618nyBu5H | Wind power developer, owner, financier, operator, and/or construction contractor | Wind energy markets and/or cost analysis | Yes | No | US Dollar | North America |  | 1902 | 35 | 37 | 25 | 8 | 63.89 | 1017 | 30 | 40 | 22 | 7.5 | 35.14 | 2581 | 51 | 32 | 23 | 8.4 | 108.26 | 1467 | 35 | 36 | 26 | 6.7 | 46.9 | 45 | 120 | 55 | 25 | 100 | 40 | [5 empty] | Medium Expected Impact | Medium Expected Impact | Large Expected Impact | Large Expected Impact | Large Expected Impact | Medium Expected Impact | No Opinion | Medium Expected Impact | Large expected impact | Large expected impact | No opinion | Large expected impact | Large expected impact | Large expected impact | Medium use (10-50% of projects) | Widespread use (> 50% of projects) | Medium use (10-50% of projects) | Widespread use (> 50% of projects) | Widespread use (> 50% of projects) | Minimal use (<10% of projects) | Widespread use (> 50% of projects) | Minimal use (<10% of projects) | Medium use (10-50% of projects) | [95 empty] | Non-Leader
R_Df6kDyU1EAGflgl | Public research or research management institution | Systems­-level wind technologies, focused on the entire wind turbine and/or wind plant | No | Yes | US Dollar | [61 empty] | North America | 8 | 20 | 20 | = < 50 MW | 5000 | 120 | 48 | 25 | 4.5 | 100.2 | Yes, proceed | 2000 | 50 | 49 |  |  | 39.73 | 4000 | 90 | 49 | 25 | 4.5 | 77.12 | 3000 | 70 | 49 | 25 | 4.5 | 58.43 | 47.68 | 92.54 | 70.12 | 27.81 | 53.98 | 40.9 | 8 | 20 | 20 | = < 50 MW | Yes | North America | 4000 | 100 | 49 |  |  | 79.45 | 6000 | 140 | 49 |  |  | 116.85 | 5000 | 120 | 49 |  |  | 98.15 | 99.31 | 146.06 | 122.69 | 59.59 | 87.64 | 73.61 | 8 | 100-199 m | 200 | 300-499 MW | 20 | 260 | 170 | 376.7 | >60 meters | >40 meters | 26-50% | Small expected impact | Small expected impact | Medium expected impact | Large expected impact | Large expected impact | Large expected impact | Medium expected impact | Large expected impact | Medium use (10-50% of projects) | Widespread use (> 50% of projects) | Medium use (10-50% of projects) | Medium use (10-50% of projects) | Widespread use (> 50% of projects) | Widespread use (> 50% of projects) | Widespread use (> 50% of projects) | Minimal use (<10% of projects) | Medium use (10-50% of projects) | Non-Leader
R_PIjY3LeiPaixBWV | Public research or research management institution | Systems­-level wind technologies, focused on the entire wind turbine and/or wind plant | No | Yes | Euro | [61 empty] | Europe | 9.7 | 40 | 50 | 500-699 MW | 4085.81 | 117.54 | 45 | 25 | 4.7 | 93.91 | Yes, proceed | 3236.19 | 83.95 | 51 | 33 | 4.1 | 52.57 | 3644.77 | 111.94 | 46 | 26 | 4.7 | 82.19 | 3475.74 | 102.98 | 48 | 29 | 4.3 | 68.05 | 67.164 | 83.955 | 74.9998 | 49.25 | 80.6 | 66.04 | 10 | 43 | 65 | 700-899 MW | No | [29 empty] | 14 | 196 | 130 | 464.01 | >80 meters | >60 meters | 26-50% | Small expected impact | Small expected impact | Large expected impact | Small expected impact | Medium expected impact | Large expected impact | Large expected impact | Medium expected impact | Minimal use (<10% of projects) | Medium use (10-50% of projects) | Minimal use (<10% of projects) | Widespread use (> 50% of projects) | Medium use (10-50% of projects) | Medium use (10-50% of projects) | Medium use (10-50% of projects) | Widespread use (> 50% of projects) | Minimal use (<10% of projects) | Non-Leader
R_UJuRS0YXwZ6AKaJ | Government agency not associated with research management | Wind energy markets and/or cost analysis | No | Yes | US Dollar | [61 empty] | North America | 9.3 | 35 | 50 | 700-899 MW | 4780 | 133 | 55 | 30 | 5 | 84.15 | Yes, proceed | 3022 | 79 | 60 | 40 | 5.1 | 43.25 | 4018 | 131 | 60 | 40 | 13.7 | 133.4 | 3520 | 100 | 60 | 40 | 7.7 | 68.26 | 53 |  | 78 | 40 |  | 60 |  | 65 | 78 | 1300-1699 MW | No | [29 empty] | 20 | 250 | 140 | 407.44 | >90 meters | >60 meters | 11-25% | Small expected impact | Small expected impact | Large expected impact | Large expected impact | Medium expected impact | Medium expected impact | Small expected impact | Small expected impact | Widespread use (> 50% of projects) | Medium use (10-50% of projects) | Minimal use (<10% of projects) | Minimal use (<10% of projects) | No use at all (0% of projects) | Minimal use (<10% of projects) | No use at all (0% of projects) | Widespread use (> 50% of projects) | Minimal use (<10% of projects) | Non-Leader
R_V3EZA99LV4ppblD | Public research or research management institution | Systems­-level wind technologies, focused on the entire wind turbine and/or wind plant | No | Yes | Euro | [61 empty] | Europe | 10 | 35 | 30 | 700-899 MW | 2798.5 | 61.57 | 50 | 25 | 6 | 60.38 | Yes, proceed | 1679.1 | 44.78 | 60 | 40 |  | 26.74 | 2238.8 | 50.37 | 55 | 30 |  | 40.86 | 1791.04 | 45.9 | 60 | 40 |  | 28.16 | 40.3 | 53.73 | 44.78 | 33.58 | 44.78 | 39.18 | 10 | 40 | 90 | 1700-2099 MW | No | [29 empty] | 18 | 280 | 170 | 292.33 | at no water depth would floating have a lower LCOE in 2019 | >80 meters | 11-25% | No expected impact | Medium expected impact | Medium expected impact | Small expected impact | Medium expected impact | Medium expected impact | Small expected impact | No expected impact | Medium use (10-50% of projects) | Medium use (10-50% of projects) | Widespread use (> 50% of projects) | Minimal use (<10% of projects) | Minimal use (<10% of projects) | Medium use (10-50% of projects) | Minimal use (<10% of projects) | Medium use (10-50% of projects) | Widespread use (> 50% of projects) | Leader
R_V564rl1120VUBgJ | Other private-­sector company (e.g., consultant) | Systems­-level wind technologies, focused on the entire wind turbine and/or wind plant | Yes | Yes | Euro | Europe | 6.5 | 1008.58 | 50.37 | 30 | 20 | 8 | 57.93 | 934.7 | 44.78 | 35 | 30 | 5 | 31.98 | 1007.46 | 50.37 | 30 | 30 | 7 | 47.7 | 951.49 | 47.01 | 33 | 30 | 6.5 | 39.26 | 42.54 | 52.61 | 47.01 | 22.39 | 44.78 | 33.58 | 6.5 | 6 | 180 | 120 | 235.79 | Large Expected Impact | Large Expected Impact | Medium Expected Impact | Large Expected Impact | Medium Expected Impact | Large Expected Impact | Small Expected Impact | Large Expected Impact | Large expected impact | Medium expected impact | Large expected impact | Small expected impact | Small expected impact | Medium expected impact | Medium use (10-50% of projects) | Minimal use (<10% of projects) | Medium use (10-50% of projects) | Medium use (10-50% of projects) | Medium use (10-50% of projects) | Minimal use (<10% of projects) | Widespread use (> 50% of projects) | Medium use (10-50% of projects) | Minimal use (<10% of projects) | No, I wish to accelerate to the end of the survey, and submit my responses only for onshore wind. | [94 empty] | Non-Leader
R_WdIGXpbFjmxkSzL | Government agency not associated with research management | Wind energy markets and/or cost analysis | Yes | Yes | Euro | Europe | 9 | 839.55 | 39.18 | 35 | 25 | 7 | 35.04 | 727.61 | 33.58 | 40 | 30 | 4 | 19.79 | 1679.1 | 50.37 | 25 | 20 | 10 | 114.96 | 783.58 | 36.94 | 37 | 27 | 6 | 28.15 | 25.75 | 67.16 | 35.82 | 16.79 | 118.66 |  | 9 | 6 | 150 | 150 | 339.53 | Medium Expected Impact | Large Expected Impact | Large Expected Impact | Large Expected Impact | Large Expected Impact | Large Expected Impact | Small Expected Impact | Small Expected Impact | Large expected impact | Large expected impact | Small expected impact | Small expected impact | Small expected impact | No expected impact | Widespread use (> 50% of projects) | Minimal use (<10% of projects) | Medium use (10-50% of projects) | Minimal use (<10% of projects) | Medium use (10-50% of projects) | Medium use (10-50% of projects) | Medium use (10-50% of projects) | Widespread use (> 50% of projects) | Minimal use (<10% of projects) | Yes, proceed | Europe | 10 | 30 | 20 | 100-199 MW | 3904.47 | 100.75 | 45 | 25 | 6 | 97.38 | Yes, proceed | 2798.5 | 83.95 | 55 | 32 | 4 | 44.66 | 5037.3 | 134.33 | 40 | 25 | 10 | 196.64 | 3358.2 | 89.55 | 50 | 27 | 5 | 67.21 | 63.81 | 145.52 | 79.48 | 34.7 | 201.49 | 54.85 | 10 | 40 | 32 | 200-299 MW | No | [29 empty] | 10 | 200 | 180 | 318.31 | >100 meters | >50 meters | 6-10% | Medium expected impact | Medium expected impact | Small expected impact | No expected impact | Small expected impact | Small expected impact | Medium expected impact | No expected impact | Widespread use (> 50% of projects) | Medium use (10-50% of projects) | Minimal use (<10% of projects) | Medium use (10-50% of projects) | Widespread use (> 50% of projects) | Medium use (10-50% of projects) | Medium use (10-50% of projects) | Widespread use (> 50% of projects) | Medium use (10-50% of projects) | Non-Leader
R_Y6sLk4AiIaqcCsh | University or other degree-­granting academic institution | Subsystem-level wind technologies, focused on specific wind turbine and/or wind plant subsystems or components | Yes | Yes | Euro | Europe | 7.8 | 1287.31 | 32.46 | 35 | 25 | 4 | 34.29 | 1011.94 | 27.99 | 38 | 25 | 5 | 27.93 | 1276.12 | 32.46 | 30 | 25 | 3 | 36.22 | 1126.12 | 32.46 | 35 | 25 | 4 | 31.31 | 30.21 | 38.05 | 33.57 | 24.62 | 29.09 | 26.86 | 7.5 | 5 | 178 | 120 | 200.93 | Large Expected Impact | Large Expected Impact | Medium Expected Impact | Large Expected Impact | Medium Expected Impact | Medium Expected Impact | Medium Expected Impact | Small Expected Impact | Small expected impact | Small expected impact | Large expected impact | Large expected impact | Medium expected impact | Medium expected impact | Widespread use (> 50% of projects) | Widespread use (> 50% of projects) | Medium use (10-50% of projects) | Widespread use (> 50% of projects) | Widespread use (> 50% of projects) | Medium use (10-50% of projects) | Widespread use (> 50% of projects) | Widespread use (> 50% of projects) | Medium use (10-50% of projects) | Yes, proceed | Europe | 9.5 | 30 | 20 | 100-199 MW | 2239.92 | 111.94 | 45 | 25 | 4 | 60.46 | Yes, proceed | 1673.5 | 77.24 | 49 | 30 | 3 | 34.34 | 3355.96 | 134.33 | 35 | 25 | 7 | 132.77 | 1890.67 | 78.36 | 45 | 26 | 4.2 | 46.86 | 44.76 | 145.47 | 55.95 | 27.98 | 61.55 | 39.17 | 9.5 | 35 | 41 | 200-299 MW | No | [29 empty] | 12.1 | 226 | 120 | 301.63 | >60 meters | >60 meters | 6-10% | Small expected impact | Small expected impact | Large expected impact | Small expected impact | Large expected impact | Large expected impact | Large expected impact | Medium expected impact | Widespread use (> 50% of projects) | Medium use (10-50% of projects) | Medium use (10-50% of projects) | Widespread use (> 50% of projects) | Widespread use (> 50% of projects) | Medium use (10-50% of projects) | Widespread use (> 50% of projects) | Medium use (10-50% of projects) | Medium use (10-50% of projects) | Non-Leader
R_ZLef1BpYxugwbjH | Other not-­for-­profit organization (e.g., NGOs, international organizations) | Wind energy markets and/or cost analysis | Yes | No | Euro | Europe | 6.5 | 1231.34 | 27.98 | 27 | 25 | 5 | 45.27 | 951.49 | 21.27 | 29 | 35 | 4 | 24.85 | 1175.37 | 25.75 | 26 | 15 | 4 | 44.44 | 1063.43 | 24.63 |  | 30 | 4.5 | 34.24 | 33.58 | 47.01 | 40.3 | 16.79 | 39.18 | 27.98 | 6.2 | 4 | 125 | 120 | 325.95 | Large Expected Impact | Medium Expected Impact | Medium Expected Impact | Medium Expected Impact | Medium Expected Impact | Large Expected Impact | Small Expected Impact | Medium Expected Impact | Large expected impact | Medium expected impact | Medium expected impact | Small expected impact | Small expected impact | Medium expected impact | Minimal use (<10% of projects) | Medium use (10-50% of projects) | Medium use (10-50% of projects) | Minimal use (<10% of projects) | Medium use (10-50% of projects) | Minimal use (<10% of projects) | Widespread use (> 50% of projects) | Medium use (10-50% of projects) | Minimal use (<10% of projects) | [95 empty] | Non-Leader
R_ZwnKKYCEOllJXYR | Wind power developer, owner, financier, operator, and/or construction contractor | Wind energy markets and/or cost analysis | Yes | Yes | Euro | Europe | 8 | 1347.76 | 22.39 | 25 | 35 | 2 | 28.88 | 1011.94 | 16.79 | 30 | 40 | 1.5 | 15.49 | 1346.64 | 22.39 | 25 | 35 | 3.5 | 35 | 1126.12 | 16.79 | 25 | 35 | 2 | 23.25 | 20.15 | 31.34 | 25.75 | 13.43 | 39.18 | 21.27 |  | 5.5 | 141 | 110 | 352.24 | Large Expected Impact | Small Expected Impact | Large Expected Impact | Large Expected Impact | Large Expected Impact | Medium Expected Impact | Small Expected Impact | Small Expected Impact | Large expected impact | Large expected impact | Small expected impact | Small expected impact | No expected impact | Small expected impact | Minimal use (<10% of projects) | Minimal use (<10% of projects) | Minimal use (<10% of projects) | Medium use (10-50% of projects) | Widespread use (> 50% of projects) | Minimal use (<10% of projects) | Widespread use (> 50% of projects) | Widespread use (> 50% of projects) | Widespread use (> 50% of projects) | Yes, proceed | Europe | 10 | 40 | 100 | 900-1299 MW | 2474.99 | 55.97 | 45 | 35 | 3.5 | 39.5 | Yes, proceed | 1794.4 | 44.78 | 55 | 40 | 2.5 | 20.33 | 2467.16 | 55.97 | 45 | 35 | 5 | 46.7 | 2033.95 | 44.78 | 45 | 35 | 3 | 30.34 | 25.75 | 42.54 | 35.82 | 16.79 | 47.01 | 27.98 | 10 | 45 |  | 900-1299 MW | Yes | Europe | 1817.91 | 33.58 | 55 | 35 | 2.5 | 19.59 | 2490.66 | 55.97 | 50 | 35 | 6 | 47.21 | 2130.22 | 44.78 | 50 | 35 | 3 | 28.11 | 78.36 | 111.94 | 95.15 | 16.79 | 44.78 | 24.63 | 10 | 100-199 m | 125 | 900-1299 MW | 17.5 | 275 | 170 | 294.63 | at no water depth would floating have a lower LCOE in 2019 | >70 meters | 26-50% | Small expected impact | Large expected impact | Small expected impact | Small expected impact | Small expected impact | Small expected impact | Small expected impact | No expected impact | Minimal use (<10% of projects) | Minimal use (<10% of projects) | Minimal use (<10% of projects) | Minimal use (<10% of projects) | Medium use (10-50% of projects) | Medium use (10-50% of projects) | Medium use (10-50% of projects) | Widespread use (> 50% of projects) | Medium use (10-50% of projects) | Leader
R_aV5KlC3MEhKKV57 | Government agency not associated with research management | Wind energy markets and/or cost analysis | Yes | Yes | US Dollar | North America |  | 1260 | 26 | 40 | 20 | 4.3 | 32.5 | 985 | 20 | 40 | 20 | 4.3 | 25.31 | 1350 | 35 | 40 | 20 | 4.3 | 36.86 | 1051 | 26 | 40 | 20 | 4.3 | 28.34 | 26 | 39 | 31 | 24 | 35 | 28 |  | 3.9 | 135 | 110 | 272.46 | Large Expected Impact | Large Expected Impact | Medium Expected Impact | Small Expected Impact | Medium Expected Impact | Small Expected Impact | No Opinion | Medium Expected Impact | Medium expected impact | Medium expected impact | Medium expected impact | Large expected impact | Small expected impact | Medium expected impact | Widespread use (> 50% of projects) | Minimal use (<10% of projects) | Medium use (10-50% of projects) | Medium use (10-50% of projects) | Medium use (10-50% of projects) | No opinion | Widespread use (> 50% of projects) | Widespread use (> 50% of projects) | Medium use (10-50% of projects) | Yes, proceed | North America |  | 30 | 35 | 900-1299 MW | 5446 | 110 | 45 | 25 | 4.6 | 112.24 | Yes, proceed | 3150 | 89 | 47 | 30 | 4.3 | 60.97 | 5446 | 110 |  |  |  | 112.24 | 3189 | 100 |  |  | 4.3 | 72.87 | 70 | 120 | 98 | 47 | 112 | 70 |  | 40 | 100 | 1300-1699 MW | No | [29 empty] | 15 | 230 | 150 | 361.03 | >60 meters | >70 meters | 6-10% | Medium expected impact | Medium expected impact | Large expected impact | Medium expected impact | Medium expected impact | Large expected impact | Small expected impact | No expected impact | Widespread use (> 50% of projects) | Minimal use (<10% of projects) | Minimal use (<10% of projects) | Medium use (10-50% of projects) | Minimal use (<10% of projects) | No opinion | Widespread use (> 50% of projects) | Medium use (10-50% of projects) | Minimal use (<10% of projects) | Non-Leader
R_b8cgA5lKosLJ41r | Wind power developer, owner, financier, operator, and/or construction contractor | Wind energy markets and/or cost analysis | Yes | No | Euro | Europe | 7.5 | 1455.22 | 67.16 | 37 | 30 | 5 | 46.31 | 1175.37 | 50.37 | 40 | 35 | 4 | 29.14 | 1567.16 | 72.76 |  |  | 5.5 | 52.01 | 1287.31 | 55.97 | 39 |  | 4.5 | 36.35 | 33.96 | 56.53 | 40.71 | 26.22 | 49.63 | 32.28 | 7.5 | 5 | 140 | 110 | 324.81 | Small Expected Impact | Medium Expected Impact | Medium Expected Impact | Medium Expected Impact | Large Expected Impact | Small Expected Impact | Small Expected Impact | Large Expected Impact | No expected impact | Large expected impact | Large expected impact | Small expected impact | Small expected impact | Small expected impact | Minimal use (<10% of projects) | Medium use (10-50% of projects) | Medium use (10-50% of projects) | Minimal use (<10% of projects) | Widespread use (> 50% of projects) | Medium use (10-50% of projects) | Medium use (10-50% of projects) | Widespread use (> 50% of projects) | Medium use (10-50% of projects) | [95 empty] | Non-Leader
R_bJflipAu34Soiu5 | Wind power developer, owner, financier, operator, and/or construction contractor | Wind energy markets and/or cost analysis | Yes | Yes | Euro | Europe | 6.5 | 1404.85 | 50.37 | 33 | 25 | 5.5 | 50.62 | 1041.04 | 44.78 | 30 | 30 | 5.5 | 41.26 | 1164.18 | 47.01 | 32 | 30 | 5.5 | 42.16 | 1119.4 | 45.9 | 31 | 30 |  | 42.1 | 47.33 | 49.35 | 48.34 | 38.72 | 40.06 | 39.5 | 6.5 | 4.2 | 150 | 110 | 237.67 | Medium Expected Impact | Medium Expected Impact | Medium Expected Impact | Large Expected Impact | Medium Expected Impact | Large Expected Impact | Medium Expected Impact | Medium Expected Impact | Large expected impact | Medium expected impact | Large expected impact | Medium expected impact | Medium expected impact | Medium expected impact | Medium use (10-50% of projects) | Widespread use (> 50% of projects) | Widespread use (> 50% of projects) | Medium use (10-50% of projects) | Medium use (10-50% of projects) | Medium use (10-50% of projects) | Widespread use (> 50% of projects) | Medium use (10-50% of projects) | Minimal use (<10% of projects) | Yes, proceed | Europe | 8 | 25 | 25 | 300-499 MW | 3582.08 | 67.16 | 40 | 25 | 5.5 | 88.99 | Yes, proceed | 2462.68 | 44.78 | 43 | 30 |  | 51.86 | 2910.44 | 50.37 | 42 | 30 |  | 62.05 | 2798.5 | 48.13 | 41 | 30 |  | 61.04 | 65.24 | 79.56 | 75.42 | 47.33 | 53.94 | 51.92 | 9 | 40 | 50 | 900-1299 MW | Yes | Europe | 2910.44 | 50.37 | 47 | 30 |  | 55.46 | 3246.26 | 53.73 | 45 | 30 |  | 63.97 | 2966.41 | 51.49 | 46 | 30 |  | 57.78 | 88.07 | 100.93 | 92.43 | 49.01 | 58.3 | 51.03 | 9 | 50-99 m | 60 | 200-299 MW | 14 | 220 | 125 | 368.29 | >70 meters | >50 meters | 11-25% | Small expected impact | Medium expected impact | Large expected impact | Medium expected impact | Medium expected impact | Large expected impact | Small expected impact | Small expected impact | Medium use (10-50% of projects) | Widespread use (> 50% of projects) | No use at all (0% of projects) | Minimal use (<10% of projects) | Medium use (10-50% of projects) | Widespread use (> 50% of projects) | Minimal use (<10% of projects) | Medium use (10-50% of projects) | Minimal use (<10% of projects) | Non-Leader
R_cSUt3cbYvP7kV5D | Wind turbine and/or component equipment manufacturer | Wind energy markets and/or cost analysis | No | Yes | Euro | [61 empty] | Europe | 10.6 | 37 | 30 | 300-499 MW | 3358.2 | 83.95 | 48 | 25 | 5.8 | 76.52 | Yes, proceed | 2014.92 | 31.34 | 60 | 30 | 5 | 27.82 | 2462.68 | 43.66 | 53 | 30 | 6 | 44.1 | 2328.35 | 38.06 | 58 | 30 | 5.8 | 36.68 | 34.7 | 59.33 | 47.01 | 25.75 | 41.42 | 33.58 | 10.6 | 44 | 59 | 700-899 MW | Yes | Europe | 2686.56 | 39.18 | 55 | 30 | 6 | 44.61 | 3358.2 | 50.37 |  | 30 | 6 | 64.23 | 2910.44 | 42.54 | 52 | 30 | 6 | 51.13 | 60.45 | 76.12 | 67.16 | 36.94 | 51.49 | 44.78 | 9 | 50-99 m | 53 | 200-299 MW | 0 | 0 | 0 |  | at no water depth would floating have a lower LCOE in 2019 | >50 meters | 6-10% | Small expected impact | Medium expected impact | Large expected impact | Large expected impact | Large expected impact | Medium expected impact | Medium expected impact | Small expected impact | Medium use (10-50% of projects) | Widespread use (> 50% of projects) | Medium use (10-50% of projects) | Widespread use (> 50% of projects) | Medium use (10-50% of projects) | Widespread use (> 50% of projects) | Widespread use (> 50% of projects) | Widespread use (> 50% of projects) | Medium use (10-50% of projects) | Leader
R_eh3zU4wlXgPo4ff | University or other degree-­granting academic institution | Systems­-level wind technologies, focused on the entire wind turbine and/or wind plant | No | Yes | Euro | [61 empty] | Europe | 9.5 | 28 | 22 | 100-199 MW | 3917.9 | 95.15 | 40 | 20 | 4.5 | 106.87 | Yes, proceed | 2798.5 | 67.16 | 55 | 30 | 3.5 | 40.34 | 4477.6 | 89.55 | 50 | 25 | 6 | 94.57 | 3078.35 | 72.76 | 50 | 30 | 4.5 | 53.85 | 50.37 | 78.36 | 61.57 | 33.58 | 83.95 | 50.37 | 10 | 45 | 50 | 500-699 MW | No | [29 empty] | 15 | 270 | 160 | 261.98 | >100 meters | >100 meters | 1-5% | Small expected impact | Small expected impact | Large expected impact | Small expected impact | Medium expected impact | Large expected impact | Large expected impact | Small expected impact | No use at all (0% of projects) | Medium use (10-50% of projects) | Minimal use (<10% of projects) | Widespread use (> 50% of projects) | Widespread use (> 50% of projects) | Minimal use (<10% of projects) | Widespread use (> 50% of projects) | Medium use (10-50% of projects) | Widespread use (> 50% of projects) | Non-Leader
R_enx6AQkZdqFbu13 | Wind turbine and/or component equipment manufacturer | Systems­-level wind technologies, focused on the entire wind turbine and/or wind plant | Yes | No | US Dollar | North America | 8 | 1016 | 57 | 54 | 30 | 5 | 24.29 | 800 | 40 | 58 | 30 | 4 | 15.61 | 935 | 64 | 55 | 30 | 10.1 | 33.72 | 900 | 40 | 55 | 30 | 4 | 17.48 | 20 | 41.25 | 25 | 10 | 20 | 15 | 8 | 5.1 | 175 | 140 | 212.03 | Large Expected Impact | Medium Expected Impact | Large Expected Impact | Medium Expected Impact | Medium Expected Impact | Large Expected Impact | Small Expected Impact | Large Expected Impact | Medium expected impact | Medium expected impact | Large expected impact | Large expected impact | Medium expected impact | Large expected impact | Widespread use (> 50% of projects) | Widespread use (> 50% of projects) |  | Widespread use (> 50% of projects) | Medium use (10-50% of projects) | Widespread use (> 50% of projects) | Widespread use (> 50% of projects) | Medium use (10-50% of projects) | Medium use (10-50% of projects) | [95 empty] | Non-Leader
R_prPwRglGYKUcTSx | Other private-­sector company (e.g., consultant) | Systems­-level wind technologies, focused on the entire wind turbine and/or wind plant | Yes | Yes | US Dollar | North America | 8.5 | 1501 | 40 | 45 | 25 | 4.5 | 33.09 | 1104 | 30 | 50 | 30 | 3.5 | 18.31 | 1499 | 40 | 45 | 25 | 4.5 | 33.06 | 1301 | 35 | 45 | 25 | 4 | 27.5 | 20 | 41.25 |  | 17 | 33 | 25 | 8.5 | 3.5 | 125 | 100 | 285.21 | Small Expected Impact | Medium Expected Impact | Large Expected Impact | Medium Expected Impact | Large Expected Impact | Large Expected Impact | Medium Expected Impact | Large Expected Impact | Large expected impact | Large expected impact | Large expected impact | Medium expected impact | Small expected impact | Medium expected impact | Medium use (10-50% of projects) | Medium use (10-50% of projects) | Minimal use (<10% of projects) | Widespread use (> 50% of projects) | Medium use (10-50% of projects) | Minimal use (<10% of projects) | Medium use (10-50% of projects) | Medium use (10-50% of projects) | Minimal use (<10% of projects) |  | North America | 9 | 30 | 25 | 200-299 MW | 4612 | 100 | 45 | 30 | 5 | 92.05 | Yes, proceed | 2080 | 50 | 55 | 30 | 4 | 31.6 | 4620 | 100 | 45 | 25 | 6 | 110.35 | 3006 | 60 | 45 | 30 | 4.5 | 55.63 | 60 | 100 | 80 | 30 | 100 | 50 | 9 | 40 | 50 | 300-499 MW | No | [29 empty] | 10 | 184 | 115 | 376.08 | >80 meters | >50 meters | 11-25% | Small expected impact | Medium expected impact | Large expected impact | Small expected impact | Large expected impact | Large expected impact | Medium expected impact | Small expected impact | Widespread use (> 50% of projects) | Minimal use (<10% of projects) | Minimal use (<10% of projects) | Medium use (10-50% of projects) | Medium use (10-50% of projects) | Medium use (10-50% of projects) | Minimal use (<10% of projects) | Medium use (10-50% of projects) | Minimal use (<10% of projects) | Non-Leader
R_puCHPAqWuiamxMt | Other not-­for-­profit organization (e.g., NGOs, international organizations) | Wind energy markets and/or cost analysis | Yes | No | US Dollar | Asia |  | 3000 | 80 | 27 | 20 | 5 | 129.27 | 1500 | 40 | 31 | 25 | 4 | 45.9 | 2100 | 60 | 30 | 15 | 1 | 82.96 | 1600 | 44 | 31 | 20 | 4 | 55.93 | 69 | 114 | 91 | 39 | 65 | 47 | 5 | 5.3 | 158 | 100 | 270.32 | No Opinion | Large Expected Impact | Large Expected Impact | Large Expected Impact | Small Expected Impact | Small Expected Impact | No Opinion | Large Expected Impact | Small expected impact | Small expected impact | Large expected impact | Medium expected impact | Small expected impact | Medium expected impact | Widespread use (> 50% of projects) | Widespread use (> 50% of projects) | Medium use (10-50% of projects) | No opinion | Medium use (10-50% of projects) | Minimal use (<10% of projects) | Widespread use (> 50% of projects) | Medium use (10-50% of projects) | Widespread use (> 50% of projects) | [95 empty] | Non-Leader
R_pypJhW5otWjrjjP | Wind power developer, owner, financier, operator, and/or construction contractor | Wind energy markets and/or cost analysis | No | Yes | Euro | [61 empty] | Europe | 8.5 | 26 | 15 | 500-699 MW | 2014.92 | 33.58 | 48 | 25 | 6 | 42.73 | Yes, proceed | 1679.1 | 27.98 | 51 | 35 | 3 | 20.09 | 2462.68 | 55.97 | 49 | 25 | 5 | 49.88 | 2304.84 | 55.97 | 52 | 30 | 3.5 | 35.29 | 35.81 | 52.59 | 41.4 | 17.9 | 44.76 | 32.45 | 9.5 | 45 | 400 | 1700-2099 MW | No | [29 empty] | 30 | 320 | 190 | 373.02 | >50 meters | >40 meters | 11-25% | Small expected impact | No expected impact | Large expected impact | Small expected impact | Large expected impact | Large expected impact | No expected impact | Small expected impact | Minimal use (<10% of projects) | Medium use (10-50% of projects) | Minimal use (<10% of projects) | Widespread use (> 50% of projects) | Minimal use (<10% of projects) | Medium use (10-50% of projects) | Widespread use (> 50% of projects) | Medium use (10-50% of projects) | Minimal use (<10% of projects) | Non-Leader
R_qKiY02fBKS4EHap | Wind power developer, owner, financier, operator, and/or construction contractor | Wind energy markets and/or cost analysis | Yes | Yes | US Dollar | Europe | 8.7 | 1186 | 53 | 36 | 30 | 5.1 | 38.55 | 1001 | 25 | 41 | 36 | 5 | 21.2 | 1396 | 38 | 33 | 30 | 6 | 44.74 | 1017 | 27 | 40 | 35 | 4.9 | 22.54 | 27.5 | 48 | 30.25 | 17 | 37 | 19 | 8.7 | 7 | 139 | 110 | 461.29 | Large Expected Impact | Large Expected Impact | Large Expected Impact | Large Expected Impact | Medium Expected Impact | Medium Expected Impact | Medium Expected Impact | Small Expected Impact | Medium expected impact | Large expected impact | Small expected impact | Large expected impact | Small expected impact | Small expected impact | Medium use (10-50% of projects) | Widespread use (> 50% of projects) | Widespread use (> 50% of projects) | Medium use (10-50% of projects) | Widespread use (> 50% of projects) | Widespread use (> 50% of projects) | Widespread use (> 50% of projects) | Medium use (10-50% of projects) | Medium use (10-50% of projects) | No, I wish to accelerate to the end of the survey, and submit my responses only for onshore wind. | [94 empty] | Non-Leader
R_rqFnzMck5DFu2e5 | Wind power developer, owner, financier, operator, and/or construction contractor | Systems­-level wind technologies, focused on the entire wind turbine and/or wind plant | No | Yes | Euro | [61 empty] | Europe | 10 | 30 | 50 | 700-899 MW | 3201.48 | 87.31 | 50 | 25 | 8.3 | 88.15 | Yes, proceed | 1220.15 | 22.39 | 60 | 40 | 5 | 15.46 | 1822.38 | 33.58 | 46 | 30 | 8 | 46.29 | 1460.82 | 27.98 | 54 | 35 | 7 | 27.46 | 44.776 | 62.6864 | 51.4924 | 12.3134 | 34.7 | 23.5074 | 10 | 50 | 110 | 900-1299 MW | Yes | Europe | 2352.98 | 22.39 | 65 | 40 | 5.3 | 24.93 | 3917.9 | 33.58 | 58 | 30 | 10 | 87.01 | 3134.32 | 27.98 | 60 | 35 | 8 | 52.77 | 73.88 | 107.46 | 89.55 | 19.03 | 55.97 | 39.18 | 10 | 100-199 m | 100 | 700-899 MW | 22 | 261 | 160 | 411.2 | >70 meters | >70 meters | 26-50% | Large expected impact | Large expected impact | Medium expected impact | Small expected impact | Medium expected impact | Medium expected impact | Small expected impact | Small expected impact | Medium use (10-50% of projects) | Widespread use (> 50% of projects) | Widespread use (> 50% of projects) | Minimal use (<10% of projects) | Minimal use (<10% of projects) | Widespread use (> 50% of projects) | Medium use (10-50% of projects) | Medium use (10-50% of projects) | Medium use (10-50% of projects) | Leader
R_sEUZYkmwh96onm1 | Public research or research management institution | Systems­-level wind technologies, focused on the entire wind turbine and/or wind plant | Yes | No | US Dollar | North America | 7 | 1200 | 45 | 45 | 35 | 3.5 | 23.68 | 900 | 20 | 45 | 40 | 3 | 12.59 | 1200 | 40 | 50 | 35 | 5 | 23.36 | 1100 | 30 | 47 | 35 | 3.5 | 18.05 | 16 | 24 | 20 | 10 | 20 | 15 | 7 | 4.5 | 170 | 115 | 198.26 | Small Expected Impact | Large Expected Impact | Small Expected Impact | Large Expected Impact | No Expected Impact | Medium Expected Impact | Medium Expected Impact | Medium Expected Impact | Medium expected impact | Small expected impact | Medium expected impact | No expected impact | No expected impact | Small expected impact | Minimal use (<10% of projects) | Widespread use (> 50% of projects) | Medium use (10-50% of projects) | Medium use (10-50% of projects) | Widespread use (> 50% of projects) | Minimal use (<10% of projects) | Widespread use (> 50% of projects) | Widespread use (> 50% of projects) | No use at all (0% of projects) | [95 empty] | Non-Leader
R_shSGohQ4U91o1lD | Wind turbine and/or component equipment manufacturer | Systems­-level wind technologies, focused on the entire wind turbine and/or wind plant | Yes | No | US Dollar | Asia | 6 | 950 | 40 | 25 | 20 | 6.5 | 56.31 | 800 | 25 | 28 | 25 | 6 | 33.84 | 880 | 35 | 25 | 20 | 7 | 52.97 | 850 | 30 | 26 | 20 | 6.5 | 45.9 | 40 | 55 | 50 | 23 | 45 | 34 | 6.5 | 6 | 190 | 170 | 211.62 | Medium Expected Impact | Large Expected Impact | Large Expected Impact | Large Expected Impact | Large Expected Impact | Small Expected Impact | Small Expected Impact | Large Expected Impact | Small expected impact | Medium expected impact | Large expected impact | Large expected impact | Medium expected impact | Medium expected impact | Widespread use (> 50% of projects) | Medium use (10-50% of projects) | Medium use (10-50% of projects) | Minimal use (<10% of projects) | Medium use (10-50% of projects) | Minimal use (<10% of projects) | Widespread use (> 50% of projects) | Medium use (10-50% of projects) | Medium use (10-50% of projects) | [95 empty] | Leader
R_uk2zxulXg5WdJvz | Wind power developer, owner, financier, operator, and/or construction contractor | Wind energy markets and/or cost analysis | Yes | No | US Dollar | North America | 8.5 | 1144 | 30 | 48 | 35 | 7.5 | 27.43 | 754 | 20 | 50 | 34 | 7 | 16.71 | 904 | 30 | 40 | 30 | 9.1 | 33.04 | 801 | 22 | 50 | 35 | 6.7 | 17.27 | 21 | 33 | 24 | 10 | 30 | 15 | 7.4 | 6 | 150 | 120 | 339.53 | Medium Expected Impact | Large Expected Impact | Large Expected Impact | Large Expected Impact | Large Expected Impact | Large Expected Impact | Small Expected Impact | Large Expected Impact | Large expected impact | Large expected impact | Large expected impact | Large expected impact | Medium expected impact | Large expected impact | Widespread use (> 50% of projects) | Widespread use (> 50% of projects) | Widespread use (> 50% of projects) | Medium use (10-50% of projects) | Medium use (10-50% of projects) | Widespread use (> 50% of projects) | Widespread use (> 50% of projects) | Minimal use (<10% of projects) | Medium use (10-50% of projects) | [95 empty] | Leader
R_vTTM0WOiaQlUDCh | University or other degree-­granting academic institution | Wind energy markets and/or cost analysis | No | Yes | US Dollar | [61 empty] | Europe |  |  |  | 500-699 MW | 2971 | 141 | 50 | 25 | 4.5 | 73.07 | Yes, proceed | 2459 | 120 | 52 | 30 | 4.5 | 54.95 | 2719 | 125 | 45 | 30 | 4.5 | 68.26 | 2676 | 123 | 48 | 30 | 4.5 | 62.98 | [9 empty] | 1700-2099 MW | Yes | Europe | 3000 | 141 | 67 | 25 | 4.5 | 54.83 | 3606 | 141 | 60 | 25 | 4.5 | 68.17 | 3303 | 141 | 64 | 26 | 4.5 | 59.66 | [7 empty] | 200-299 m |  | 300-499 MW | 20 | 285 | 185 | 313.51 | >100 meters | >100 meters | 6-10% | Small expected impact | Small expected impact | Medium expected impact | Small expected impact | Medium expected impact | Small expected impact | No expected impact | Small expected impact | Minimal use (<10% of projects) | Medium use (10-50% of projects) | Minimal use (<10% of projects) | Medium use (10-50% of projects) | Medium use (10-50% of projects) | Widespread use (> 50% of projects) | Widespread use (> 50% of projects) | Medium use (10-50% of projects) | No opinion | Non-Leader
R_vqt0twX2PcttWdX | Wind turbine and/or component equipment manufacturer | Wind energy markets and/or cost analysis | No | No | Euro |  |  | 1024.25 | 23.51 |  |  |  | 20.55 | [147 empty] | Non-Leader
R_x4lQi5aFJ4S2iU9 | Wind power developer, owner, financier, operator, and/or construction contractor | Systems­-level wind technologies, focused on the entire wind turbine and/or wind plant | Yes | Yes | Euro | Europe | 8 | 1066.79 | 33.58 | 30 | 25 | 6 | 42.21 | 898.88 | 27.98 | 30 | 30 | 7 | 36.1 | 1168.65 | 33.58 | 20 | 20 | 9 | 92.75 | 979.47 | 27.98 | 28 | 25 | 7.6 | 46.05 | [6 empty] | 8 | 3.5 | 130 | 125 | 263.69 | Large Expected Impact | Large Expected Impact | Medium Expected Impact | Large Expected Impact | Medium Expected Impact | Small Expected Impact | Large Expected Impact | Small Expected Impact | Small expected impact | Medium expected impact | Small expected impact | Medium expected impact | Small expected impact | Small expected impact | Medium use (10-50% of projects) | Widespread use (> 50% of projects) | Widespread use (> 50% of projects) | Minimal use (<10% of projects) | Medium use (10-50% of projects) | Widespread use (> 50% of projects) | Widespread use (> 50% of projects) | Medium use (10-50% of projects) | Widespread use (> 50% of projects) | Yes, proceed | Europe | 10 | 40 | 40 | 500-699 MW | 2356.34 | 100.75 | 47 | 30 | 7 | 67.05 | Yes, proceed | 1969.02 | 78.36 | 50 | 35 | 6.6 | 47.56 | 2506.34 | 101.87 | 47 | 25 | 7.5 | 76.98 | 2238.8 | 89.55 | 48 | 30 | 6.5 | 58.49 | 57.09 |  |  | 57.09 |  |  | 10 | 41 | 70 | 500-699 MW | Yes | Europe | 2986.56 | 111.94 | 50 | 30 | 7.6 | 80.14 | 3401.86 | 123.13 | 48 | 25 | 7.5 | 98.72 | 3123.13 | 111.94 | 50 | 30 | 7.4 | 81.28 | 57.09 | 89.55 |  | 61.57 | 98.51 |  |  | 100-199 m | 102 | 500-699 MW | 12 | 201 | 142 | 378.18 | >80 meters | >70 meters | 26-50% | No expected impact | Small expected impact | Medium expected impact | Medium expected impact | Large expected impact | Large expected impact | Small expected impact | Medium expected impact | Widespread use (> 50% of projects) | Widespread use (> 50% of projects) | Widespread use (> 50% of projects) | Minimal use (<10% of projects) | Widespread use (> 50% of projects) | Widespread use (> 50% of projects) | Widespread use (> 50% of projects) | Widespread use (> 50% of projects) | Widespread use (> 50% of projects) | Non-Leader
R_xDimK00FHVNiF0J | Government agency not associated with research management | Wind energy markets and/or cost analysis | Yes | Yes | Euro | Europe | 7 | 1347.76 | 33.58 | 32 | 30 | 4.5 | 37.46 | 889.92 | 16.79 | 37 | 30 | 3 | 16.69 | 1447.38 | 33.58 | 28 | 30 | 6 | 52.3 | 1014.18 | 22.39 | 36 | 30 | 4.5 | 24.15 | 24.63 | 48.13 | 33.58 | 14.55 | 52.61 | 22.39 | 7 | 3 | 125 | 105 | 244.46 | Small Expected Impact | Large Expected Impact | Medium Expected Impact | Large Expected Impact | Large Expected Impact | Medium Expected Impact | Medium Expected Impact | Small Expected Impact | Large expected impact | Large expected impact | Medium expected impact | Medium expected impact | No expected impact | Medium expected impact | Minimal use (<10% of projects) | Widespread use (> 50% of projects) | Medium use (10-50% of projects) | Widespread use (> 50% of projects) | Widespread use (> 50% of projects) | Medium use (10-50% of projects) | Widespread use (> 50% of projects) | Medium use (10-50% of projects) | Medium use (10-50% of projects) | Yes, proceed | Europe | 9.5 | 30 | 30 | 500-699 MW | 3368.27 | 89.55 | 47 | 25 | 4.5 | 71.05 | Yes, proceed | 1798.88 | 50.37 | 50 | 30 | 3 | 28.72 | 2858.95 | 78.36 | 45 | 25 | 6 | 72.46 | 2016.04 | 55.97 | 47 | 25 | 4.5 | 43.1 | 44.78 | 76.12 | 58.21 | 20.15 | 55.97 | 35.82 | 9.5 | 30 | 30 | 900-1299 MW | Yes | Europe | 2256.71 | 43.66 | 55 | 25 | 3 | 32.09 | 2882.45 | 89.55 | 45 | 25 | 6 | 75.74 | 2689.92 | 67.16 | 52 | 25 | 4.5 | 50.33 | 61.57 | 106.34 | 78.36 | 22.39 | 71.64 | 41.42 | 10 | 300-499 m | 100 | 900-1299 MW | 12 | 220 | 120 | 315.68 | >80 meters | >50 meters | 11-25% | Small expected impact | Small expected impact | Large expected impact | Small expected impact | Medium expected impact | Medium expected impact | Medium expected impact | Small expected impact | Medium use (10-50% of projects) | Medium use (10-50% of projects) | Minimal use (<10% of projects) | Widespread use (> 50% of projects) | Widespread use (> 50% of projects) | Medium use (10-50% of projects) | Widespread use (> 50% of projects) | Minimal use (<10% of projects) | Medium use (10-50% of projects) | Non-Leader
R_yQRoda1qLEslmWR | Wind turbine and/or component equipment manufacturer | Systems­-level wind technologies, focused on the entire wind turbine and/or wind plant | No | Yes | Euro | [61 empty] | Europe | 10.1 | 34 | 60 | 500-699 MW | 2591.41 | 69.4 | 50 | 25 | 6.5 | 61.3 | Yes, proceed | 1677.98 | 69.4 | 60 | 30 | 5 | 31.4 | 2591.41 | 89.55 | 50 |  | 8 | 73.98 | 2232.08 | 69.4 | 55 | 30 | 6 | 44.72 | 39.18 | 78.36 | 48.13 | 27.98 | 67.16 | 39.18 | 10.1 | 40 | 100 | 2100-2499 MW | Yes | Europe | 2834.32 | 78.36 | 60 | 30 | 5.5 | 47.88 | 3943.65 | 123.13 | 50 | 25 | 8 | 109.58 | 3364.92 | 100.75 | 55 | 30 | 5.5 | 63.6 | 67.16 | 135.45 | 89.55 | 40.3 | 98.51 | 57.09 | 10.4 | 50-99 m | 150 | 100-199 MW | 20 | 275 | 168 | 336.72 | at no water depth would floating have a lower LCOE in 2019 | >80 meters | 1-5% | Small expected impact | Small expected impact | Small expected impact | Small expected impact | Small expected impact | Medium expected impact | Medium expected impact | Small expected impact | Medium use (10-50% of projects) | Widespread use (> 50% of projects) | Minimal use (<10% of projects) | No use at all (0% of projects) | No use at all (0% of projects) | Widespread use (> 50% of projects) | Widespread use (> 50% of projects) | Widespread use (> 50% of projects) | No use at all (0% of projects) | Leader

## codebook
variable name | category | unit | description
response_id | identifier | n/a | unique respondent identifier
organization | respondent info | n/a | respondent organization type
expertise_type | respondent info | n/a | respondent expertise type
onshore_expertise | respondent info | n/a | respondent has expertise in onshore wind energy costs
offshore_general_expertise | respondent info | n/a | respondent has expertise in offshore wind energy costs
original_currency | respondent info | n/a | respondent original currency preference - note all results have been converted to USD$
onshore_region | respondent info | n/a | respondent region of expertise for onshore wind
onshore_2019_windspeed | onshore 2019 baseline | m/s | onshore 2019 average annual wind speed (at 100 meters above ground)
onshore_2019_capex | onshore 2019 baseline | $/kW | onshore 2019 typical capital cost
onshore_2019_opex | onshore 2019 baseline | $/kW-year | onshore 2019 typical operating expenditures
onshore_2019_cf | onshore 2019 baseline | % | onshore 2019 typical capacity factor
onshore_2019_pdl | onshore 2019 baseline | years | onshore 2019 typical project design life
onshore_2019_wacc | onshore 2019 baseline | % | onshore 2019 typical cost of financing (after-tax WACC, nominal)
onshore_2019_lcoe | onshore 2019 baseline | $/MWh | onshore 2019 typical levelized cost of energy
onshore_2035_low_capex | onshore 2035 low scenario | $/kW | onshore 2035 low scenario capital cost
onshore_2035_low_opex | onshore 2035 low scenario | $/kW-year | onshore 2035 low scenario operating expenditures
onshore_2035_low_cf | onshore 2035 low scenario | % | onshore 2035 low scenario capacity factor
onshore_2035_low_pdl | onshore 2035 low scenario | years | onshore 2035 low scenario project design life
onshore_2035_low_wacc | onshore 2035 low scenario | % | onshore 2035 low scenario cost of financing (after-tax WACC, nominal)
onshore_2035_low_lcoe | onshore 2035 low scenario | $/MWh | onshore 2035 low scenario levelized cost of energy
onshore_2035_high_capex | onshore 2035 high scenario | $/kW | onshore 2035 high scenario capital cost
onshore_2035_high_opex | onshore 2035 high scenario | $/kW-year | onshore 2035 high scenario operating expenditures
onshore_2035_high_cf | onshore 2035 high scenario | % | onshore 2035 high scenario capacity factor
onshore_2035_high_pdl | onshore 2035 high scenario | years | onshore 2035 high scenario project design life
onshore_2035_high_wacc | onshore 2035 high scenario | % | onshore 2035 high scenario cost of financing (after-tax WACC, nominal)
onshore_2035_high_lcoe | onshore 2035 high scenario | $/MWh | onshore 2035 high scenario levelized cost of energy
onshore_2035_median_capex | onshore 2035 median scenario | $/kW | onshore 2035 median scenario capital cost
onshore_2035_median_opex | onshore 2035 median scenario | $/kW-year | onshore 2035 median scenario operating expenditures
onshore_2035_median_cf | onshore 2035 median scenario | % | onshore 2035 median scenario capacity factor
onshore_2035_median_pdl | onshore 2035 median scenario | years | onshore 2035 median scenario project design life
onshore_2035_median_wacc | onshore 2035 median scenario | % | onshore 2035 median scenario cost of financing (after-tax WACC, nominal)
onshore_2035_median_lcoe | onshore 2035 median scenario | $/MWh | onshore 2035 median scenario levelized cost of energy
onshore_2025_low_lcoe | onshore 2025 lcoe | $/MWh | onshore 2025 low scenario levelized cost of energy
onshore_2025_high_lcoe | onshore 2025 lcoe | $/MWh | onshore 2025 high scenario levelized cost of energy
onshore_2025_median_lcoe | onshore 2025 lcoe | $/MWh | onshore 2025 median scenario levelized cost of energy
onshore_2050_low_lcoe | onshore 2050 lcoe | $/MWh | onshore 2050 low scenario levelized cost of energy
onshore_2050_high_lcoe | onshore 2050 lcoe | $/MWh | onshore 2050 high scenario levelized cost of energy
onshore_2050_median_lcoe | onshore 2050 lcoe | $/MWh | onshore 2050 median scenario levelized cost of energy
onshore_2035_windspeed | onshore 2035 turbine + site conditions | m/s | onshore 2035 average annual wind speed (at 100 meters above ground)
onshore_2035_turbine_capacity | onshore 2035 turbine + site conditions | MW | onshore 2035 typical turbine capacity
onshore_2035_turbine_diameter | onshore 2035 turbine + site conditions | m | onshore 2035 typical turbine rotor diameter
onshore_2035_turbine_hubheight | onshore 2035 turbine + site conditions | m | onshore 2035 typical turbine hub height
onshore_2035_turbine_specificpower | onshore 2035 turbine + site conditions | W/m2 | onshore 2035 typical specific power
onshore_turb_sel_maximize_turbine_production | onshore 2035 turbine selection | n/a | maximize energy production (MWh) from each individual turbine
onshore_turb_sel_maximize_mw_production | onshore 2035 turbine selection | n/a | maximize energy production (MWh) for each MW of installed capacity in part due to grid capacity limits
onshore_turb_sel_minimize_lcoe | onshore 2035 turbine selection | n/a | minimize plant-level levelized cost of energy
onshore_turb_sel_maximize_revenue | onshore 2035 turbine selection | n/a | maximize revenue in wholesale power markets per MWh of output of wind energy
onshore_turb_sel_siting | onshore 2035 turbine selection | n/a | siting and permitting regulations at the local, state/provincial, and/or federal level
onshore_turb_sel_community_concerns | onshore 2035 turbine selection | n/a | addressing local community concerns
onshore_turb_sel_policy_incentives | onshore 2035 turbine selection | n/a | design of policy incentives that influence technology choice
onshore_turb_sel_transportation | onshore 2035 turbine selection | n/a | transportation and/or erection limitations and costs
onshore_turb_gro_community_concerns | onshore 2035 turbine size constraints | n/a | local community concerns
onshore_turb_gro_siting | onshore 2035 turbine size constraints | n/a | siting and permitting regulations and requirements
onshore_turb_gro_transportation | onshore 2035 turbine size constraints | n/a | transportation limitations and costs
onshore_turb_gro_design_constraints | onshore 2035 turbine size constraints | n/a | design and materials constraints, leading to high costs
onshore_turb_gro_risk | onshore 2035 turbine size constraints | n/a | increased risk given larger impact associated with failure of single turbine
onshore_turb_gro_lifting | onshore 2035 turbine size constraints | n/a | lifting/crane capabilities and costs
onshore_grid_interconnection | onshore 2035 grid value enhancement | n/a | interconnecting wind projects to locations with relatively higher wholesale prices and/or lower levels of curtailment
onshore_grid_storage | onshore 2035 grid value enhancement | n/a | co-locating wind projects with storage at the plant site or point of interconnection
onshore_grid_hybrid | onshore 2035 grid value enhancement | n/a | co-locating wind projects with other generating sources (e.g., solar) at the plant site or point of interconnection
onshore_grid_curtailment_life | onshore 2035 grid value enhancement | n/a | operating wind projects to reduce mechanical stress on turbines when wholesale electricity prices are low to extend life or delay maintenance
onshore_grid_curtailment_losses | onshore 2035 grid value enhancement | n/a | self-curtailment when wholesale prices are low or negative to avoid financial losses
onshore_grid_hydrogen | onshore 2035 grid value enhancement | n/a | using wind energy to produce fuels, such as hydrogen, at the plant site or point of interconnection
onshore_grid_lower_sp | onshore 2035 grid value enhancement | n/a | employing larger rotors and/or taller towers to increase production at lower wind speeds to maximize production when wholesale prices are higher
onshore_grid_ers | onshore 2035 grid value enhancement | n/a | using wind plants to provide balancing reserves and/or other essential reliability services
onshore_grid_overplanting | onshore 2035 grid value enhancement | n/a | "overplanting" - building more wind power capacity than transmission interconnection capacity - limit wind power delivery when prices are low
offshore_continue | respondent info | n/a | respondent wishes to continue to answer offshore (fixed-bottom or floating) survey questions
offshore_fb_region | respondent info | n/a | respondent region of expertise for fixed-bottom offshore wind
offshore_fb_2019_windspeed | fixed-bottom offshore 2019 baseline | m/s | fixed-bottom offshore 2019 average annual wind speed (at 100 meters above ground)
offshore_fb_2019_waterdepth | fixed-bottom offshore 2019 baseline | m | fixed-bottom offshore 2019 typical water depth
offshore_fb_2019_shoredistance | fixed-bottom offshore 2019 baseline | km | fixed-bottom offshore 2019 typical distance from shore
offshore_fb_2019_projectcapacity | fixed-bottom offshore 2019 baseline | MW | fixed-bottom offshore 2019 typical project capacity
offshore_fb_2019_capex | fixed-bottom offshore 2019 baseline | $/kW | fixed-bottom offshore 2019 typical capital cost
offshore_fb_2019_opex | fixed-bottom offshore 2019 baseline | $/kW-year | fixed-bottom offshore 2019 typical operating expenditures
offshore_fb_2019_cf | fixed-bottom offshore 2019 baseline | % | fixed-bottom offshore 2019 typical capacity factor
offshore_fb_2019_pdl | fixed-bottom offshore 2019 baseline | years | fixed-bottom offshore 2019 typical project design life
offshore_fb_2019_wacc | fixed-bottom offshore 2019 baseline | % | fixed-bottom offshore 2019 typical cost of financing (after-tax WACC, nominal)
offshore_fb_2019_lcoe | fixed-bottom offshore 2019 baseline | $/MWh | fixed-bottom offshore 2019 typical levelized cost of energy
offshore_fb_expertise | respondent info | n/a | respondent wishes to continue to answer fixed-bottom offshore survey questions
offshore_fb_2035_low_capex | fixed-bottom offshore 2035 low scenario | $/kW | fixed-bottom offshore 2035 low scenario capital cost
offshore_fb_2035_low_opex | fixed-bottom offshore 2035 low scenario | $/kW-year | fixed-bottom offshore 2035 low scenario operating expenditures
offshore_fb_2035_low_cf | fixed-bottom offshore 2035 low scenario | % | fixed-bottom offshore 2035 low scenario capacity factor
offshore_fb_2035_low_pdl | fixed-bottom offshore 2035 low scenario | years | fixed-bottom offshore 2035 low scenario project design life
offshore_fb_2035_low_wacc | fixed-bottom offshore 2035 low scenario | % | fixed-bottom offshore 2035 low scenario cost of financing (after-tax WACC, nominal)
offshore_fb_2035_low_lcoe | fixed-bottom offshore 2035 low scenario | $/MWh | fixed-bottom offshore 2035 low scenario levelized cost of energy
offshore_fb_2035_high_capex | fixed-bottom offshore 2035 high scenario | $/kW | fixed-bottom offshore 2035 high scenario capital cost
offshore_fb_2035_high_opex | fixed-bottom offshore 2035 high scenario | $/kW-year | fixed-bottom offshore 2035 high scenario operating expenditures
offshore_fb_2035_high_cf | fixed-bottom offshore 2035 high scenario | % | fixed-bottom offshore 2035 high scenario capacity factor
offshore_fb_2035_high_pdl | fixed-bottom offshore 2035 high scenario | years | fixed-bottom offshore 2035 high scenario project design life
offshore_fb_2035_high_wacc | fixed-bottom offshore 2035 high scenario | % | fixed-bottom offshore 2035 high scenario cost of financing (after-tax WACC, nominal)
offshore_fb_2035_high_lcoe | fixed-bottom offshore 2035 high scenario | $/MWh | fixed-bottom offshore 2035 high scenario levelized cost of energy
offshore_fb_2035_median_capex | fixed-bottom offshore 2035 median scenario | $/kW | fixed-bottom offshore 2035 median scenario capital cost
offshore_fb_2035_median_opex | fixed-bottom offshore 2035 median scenario | $/kW-year | fixed-bottom offshore 2035 median scenario operating expenditures
offshore_fb_2035_median_cf | fixed-bottom offshore 2035 median scenario | % | fixed-bottom offshore 2035 median scenario capacity factor
offshore_fb_2035_median_pdl | fixed-bottom offshore 2035 median scenario | years | fixed-bottom offshore 2035 median scenario project design life
offshore_fb_2035_median_wacc | fixed-bottom offshore 2035 median scenario | % | fixed-bottom offshore 2035 median scenario cost of financing (after-tax WACC, nominal)
offshore_fb_2035_median_lcoe | fixed-bottom offshore 2035 median scenario | $/MWh | fixed-bottom offshore 2035 median scenario levelized cost of energy
offshore_fb_2025_low_lcoe | fixed-bottom offshore 2025 lcoe | $/MWh | fixed-bottom offshore 2025 low scenario levelized cost of energy
offshore_fb_2025_high_lcoe | fixed-bottom offshore 2025 lcoe | $/MWh | fixed-bottom offshore 2025 high scenario levelized cost of energy
offshore_fb_2025_median_lcoe | fixed-bottom offshore 2025 lcoe | $/MWh | fixed-bottom offshore 2025 median scenario levelized cost of energy
offshore_fb_2050_low_lcoe | fixed-bottom offshore 2050 lcoe | $/MWh | fixed-bottom offshore 2050 low scenario levelized cost of energy
offshore_fb_2050_high_lcoe | fixed-bottom offshore 2050 lcoe | $/MWh | fixed-bottom offshore 2050 high scenario levelized cost of energy
offshore_fb_2050_median_lcoe | fixed-bottom offshore 2050 lcoe | $/MWh | fixed-bottom offshore 2050 median scenario levelized cost of energy
offshore_fb_2035_windspeed | fixed-bottom offshore 2035 site conditions | m/s | fixed-bottom offshore 2035 average annual wind speed (at 100 meters above ground)
offshore_fb_2035_waterdepth | fixed-bottom offshore 2035 site conditions | m | fixed-bottom offshore 2035 typical water depth
offshore_fb_2035_shoredistance | fixed-bottom offshore 2035 site conditions | km | fixed-bottom offshore 2035 typical distance from shore
offshore_fb_2035_projectcapacity | fixed-bottom offshore 2035 site conditions | MW | fixed-bottom offshore 2035 typical project capacity
offshore_fl_expertise | respondent info | n/a | respondent wishes to continue to answer floating offshore survey questions
offshore_fl_region | respondent info | n/a | respondent region of expertise for floating offshore wind
offshore_fl_2035_low_capex | floating offshore 2035 low scenario | $/kW | floating offshore 2035 low scenario capital cost
offshore_fl_2035_low_opex | floating offshore 2035 low scenario | $/kW-year | floating offshore 2035 low scenario operating expenditures
offshore_fl_2035_low_cf | floating offshore 2035 low scenario | % | floating offshore 2035 low scenario capacity factor
offshore_fl_2035_low_pdl | floating offshore 2035 low scenario | years | floating offshore 2035 low scenario project design life
offshore_fl_2035_low_wacc | floating offshore 2035 low scenario | % | floating offshore 2035 low scenario cost of financing (after-tax WACC, nominal)
offshore_fl_2035_low_lcoe | floating offshore 2035 low scenario | $/MWh | floating offshore 2035 low scenario levelized cost of energy
offshore_fl_2035_high_capex | floating offshore 2035 high scenario | $/kW | floating offshore 2035 high scenario capital cost
offshore_fl_2035_high_opex | floating offshore 2035 high scenario | $/kW-year | floating offshore 2035 high scenario operating expenditures
offshore_fl_2035_high_cf | floating offshore 2035 high scenario | % | floating offshore 2035 high scenario capacity factor
offshore_fl_2035_high_pdl | floating offshore 2035 high scenario | years | floating offshore 2035 high scenario project design life
offshore_fl_2035_high_wacc | floating offshore 2035 high scenario | % | floating offshore 2035 high scenario cost of financing (after-tax WACC, nominal)
offshore_fl_2035_high_lcoe | floating offshore 2035 high scenario | $/MWh | floating offshore 2035 high scenario levelized cost of energy
offshore_fl_2035_median_capex | floating offshore 2035 median scenario | $/kW | floating offshore 2035 median scenario capital cost
offshore_fl_2035_median_opex | floating offshore 2035 median scenario | $/kW-year | floating offshore 2035 median scenario operating expenditures
offshore_fl_2035_median_cf | floating offshore 2035 median scenario | % | floating offshore 2035 median scenario capacity factor
offshore_fl_2035_median_pdl | floating offshore 2035 median scenario | years | floating offshore 2035 median scenario project design life
offshore_fl_2035_median_wacc | floating offshore 2035 median scenario | % | floating offshore 2035 median scenario cost of financing (after-tax WACC, nominal)
offshore_fl_2035_median_lcoe | floating offshore 2035 median scenario | $/MWh | floating offshore 2035 median scenario levelized cost of energy
offshore_fl_2025_low_lcoe | floating offshore 2025 lcoe | $/MWh | floating offshore 2025 low scenario levelized cost of energy
offshore_fl_2025_high_lcoe | floating offshore 2025 lcoe | $/MWh | floating offshore 2025 high scenario levelized cost of energy
offshore_fl_2025_median_lcoe | floating offshore 2025 lcoe | $/MWh | floating offshore 2025 median scenario levelized cost of energy
offshore_fl_2050_low_lcoe | floating offshore 2050 lcoe | $/MWh | floating offshore 2050 low scenario levelized cost of energy
offshore_fl_2050_high_lcoe | floating offshore 2050 lcoe | $/MWh | floating offshore 2050 high scenario levelized cost of energy
offshore_fl_2050_median_lcoe | floating offshore 2050 lcoe | $/MWh | floating offshore 2050 median scenario levelized cost of energy
offshore_fl_2035_windspeed | floating offshore 2035 site conditions | m/s | floating offshore 2035 average annual wind speed (at 100 meters above ground)
offshore_fl_2035_waterdepth | floating offshore 2035 site conditions | m | floating offshore 2035 typical water depth
offshore_fl_2035_shoredistance | floating offshore 2035 site conditions | km | floating offshore 2035 typical distance from shore
offshore_fl_2035_projectcapacity | floating offshore 2035 site conditions | MW | floating offshore 2035 typical project capacity
offshore_2035_turbine_capacity | offshore 2035 turbine characteristics | MW | offshore 2035 typical turbine capacity
offshore_2035_turbine_diameter | offshore 2035 turbine characteristics | m | offshore 2035 typical turbine rotor diameter
offshore_2035_turbine_hubheight | offshore 2035 turbine characteristics | m | offshore 2035 typical turbine hub height
offshore_2035_turbine_specificpower | offshore 2035 turbine characteristics | W/m2 | offshore 2035 typical specific power
offshore_fl_2019_waterdepth_threshold | offshore type comparison | m | water depth at which floating foundations would have minimized LCOE in 2019 (compared to fixed-bottom)
offshore_fl_2035_waterdepth_threshold | offshore type comparison | m | water depth at which floating foundations would minimize LCOE in 2035 (compared to fixed-bottom)
offshore_fl_2035_projectshare | offshore type comparison | % | percentage of offshore wind projects installed in 2035 that will use floating foundations
offshore_turb_gro_community_concerns | onshore 2035 turbine size constraints | n/a | local community concerns
offshore_turb_gro_siting | onshore 2035 turbine size constraints | n/a | siting and permitting regulations and requirements
offshore_turb_gro_vessels | onshore 2035 turbine size constraints | n/a | vessel capabilities and costs
offshore_turb_gro_transportation | onshore 2035 turbine size constraints | n/a | transportation limitations and costs
offshore_turb_gro_ports | onshore 2035 turbine size constraints | n/a | port capabilities and costs
offshore_turb_gro_lifting | onshore 2035 turbine size constraints | n/a | lifting/crane capabilities and costs
offshore_turb_gro_design_constraints | onshore 2035 grid value enhancement | n/a | design and materials constraints, leading to high costs
offshore_turb_gro_risk | onshore 2035 grid value enhancement | n/a | increased risk given larger impact associated with failure of single turbine
offshore_grid_interconnection | onshore 2035 grid value enhancement | n/a | interconnecting wind projects to locations with relatively higher wholesale prices and/or lower levels of curtailment
offshore_grid_storage | onshore 2035 grid value enhancement | n/a | co-locating wind projects with storage at the plant site or point of interconnection
offshore_grid_hybrid | onshore 2035 grid value enhancement | n/a | co-locating wind projects with other generating sources (e.g., solar, ocean energy) at the plant site or point of interconnection
offshore_grid_curtailment_life | onshore 2035 grid value enhancement | n/a | operating wind projects to reduce mechanical stress on turbines when wholesale electricity prices are low to extend life or delay maintenance
offshore_grid_curtailment_losses | onshore 2035 grid value enhancement | n/a | self-curtailment when wholesale prices are low or negative to avoid financial losses
offshore_grid_hydrogen | onshore 2035 grid value enhancement | n/a | using wind energy to produce fuels, such as hydrogen, at the plant site or point of interconnection
offshore_grid_lower_sp | onshore 2035 grid value enhancement | n/a | employing larger rotors and/or taller towers to increase production at lower wind speeds to maximize production when wholesale prices are higher
offshore_grid_ers | onshore 2035 grid value enhancement | n/a | using wind plants to provide balancing reserves and/or other essential reliability services
offshore_grid_overplanting | onshore 2035 grid value enhancement | n/a | "overplanting" - building more wind power capacity than transmission interconnection capacity - limit wind power delivery when prices are low
lead | respondent info | n/a | "leading" expert or "larger" expert sample