## Charging cost
How much should it cost to charge an electric locomotive?
| Station specs |  |  |  |  | Charging cost (results) | $/MWh
| Locomotive battery capacity | 9 | MWh | given |  | ERCOT | 76.121
| Depth of recharge | 80% |  | Assumes change in SOC equivalent to 2,000 cycle life (https://cleantechnica.com/2018/08/26/the-secret-life-of-an-ev-battery/)
| Tender car charging time | 1 | hrs | Estimate of industry standard |  | CAISO | 82.6761
| Average charging power | 80% |  | Estimate; interpreted based on charging curves for EV cars (https://insideevs.com/news/338777/lets-look-at-fast-charging-curves-for-popular-electric-cars/)
| Per-locomotive charging capacity | 9 | MW
| Station capacity (tender cars charging simultaneously) | 8 | tender cars | Given - 4 locomotives per train
| Station capacity | 72 | MW
| Station utilization (% of time trains are charging) | 30% |  | Given
| Energy consumption per year | 151372.8 | MWh/yr
| Capacity factor (MWh delivered as % of total station capacity) | 24%
| Capital cost | 7% |  | Given
| Efficiency losses in power conversion | 10% |  | Industry interview
| Station lifetime | 20 | yrs | CARB Advanced Clean Transit bus charging station lifetime (https://www.arb.ca.gov/msprog/bus/actmeetings.htm)
| Scenario 1: Texas (ERCOT) |  |  |  | Scenario 2: California (SCE) |  |  |  | Scenario 3: California (CAISO with ERCOT rules) |  |  |  | Utilization |  | CAISO | ERCOT
| Figure | Number | Unit | Source | Figure | Number | Unit | Source | Figure | Number | Unit | Source | 5% |  | 82.6761 | 76.121
Electricity provision | [12 empty] | 10% | 0 | 182.4116 | 175.8564
Energy costs | [12 empty] | 15% | 0 | 132.5439 | 125.9887
| *Price a REP would pay to show an RTP pass-through to a C&I customer |  |  |  | *SCE RTP tariff for large customers connected at high voltage |  |  |  | *Price an LSE would pay to show an RTP pass-through to a C&I customer |  |  |  | 20% | 0 | 107.61 | 101.0548
| RTP |  |  |  | RTP |  |  |  | RTP |  |  |  | 25% | 0 | 92.6497 | 86.0945
| Average RTP, 2017-2019, 9pm-10am, skipping 6am-7am hour | 22.1425 | $/MWh | ERCOT conversation | Average RTP in SCE from 11pm-10am, 2017-2018 | #REF! | $/MWh | SCE 2018 rate schedule TOU-8-RTP (https://www1.sce.com/NR/sc3/tm2/pdf/ce78-12_2017.pdf) | RTP across 3 CAISO load zones, 2012-2018, 11pm-6am, 8am-1pm | 27.1299 | $/MWh |  | 30% | 0 | 82.6761 | 76.121
| Pass-through and settlement charges |  |  |  | Total energy charge, not including losses | #REF! | $/MWh | Calculation | Pass-through and settlement charges |  |  |  | 35% | 0 | 75.5522 | 68.997
| Capacity: market clearing price for capacity | 0.83539 | $/MWh | ERCOT capacity price data | Total energy charge | #REF! | $/MWh | Calculation | Resource adequacy (RA) |  |  |  | 40% | 0 | 70.2092 | 63.654
| ERCOT administrative fee | 0.555 | $/MWh | ERCOT conversation |  |  |  |  | > RA - system price | 2.09 | $/kW-mo | Weighted average price of system RA contracts, 2017, NP26 and SP26. CPUC 2017 Resource Adequacy Report, http://www.cpuc.ca.gov/ra/ | 45% | 0 | 66.0536 | 59.4984
| Contracting w/ QSE | 0.079274 | $/MWh | CAISO data; ERCOT conversation |  |  |  |  | > RA - local price | 2.92 | $/kW-mo | Weighted average price of local RA contracts, 2017, NP26 and SP26. CPUC 2017 Resource Adequacy Report, http://www.cpuc.ca.gov/ra/ | 50% | 0 | 62.729 | 56.1739
| Black start services | - | $/MWh | ERCOT conversation |  |  |  |  | > RA - flexible price |  |  |  | 55% | 0 | 60.009 | 53.4538
| Reliability must-run | - | $/MWh | ERCOT conversation |  |  |  |  | > RA - system capacity needed | 0 | MW | Given by assumption of incurring no capacity build | 60% | 0 | 57.7423 | 51.1871
| RUC capacity short (on unscheduled volumes) | 0.05 | $/MWh | Industry interview |  |  |  |  | > RA - local capacity needed | 0 |  | Industry interview | 65% | 0 | 55.8243 | 49.2691
| RUC make-whole uplift / clawback / dec | 0.02 | $/MWh | Industry interview |  |  |  |  | > RA - flexible capacity needed |  |  | Unknown | 70% | 0 | 54.1803 | 47.6251
| Locational basis | 0.413 | $/MWh | Industry interview |  |  |  |  | > Total resource adequacy charge (RA) | 0 | $/mo |  | 75% | 0 | 52.7555 | 46.2003
[9 empty] | Renewable portfolio standard |  |  |  | 80% | 0 | 51.5088 | 44.9536
| Total energy charge, not including losses | 23.6822 | [6 empty] | > RPS by 2021 | 35.8% |  | CPUC (https://www.cpuc.ca.gov/RPS_Procurement_Rules/) | 85% | 0 | 50.4088 | 43.8536
| Total energy charge | 26.3135 | $/MWh | [5 empty] | > REC price | 2.8701 | $/MWh | Local Clean Energy Alliance, Renewable Energy Procurement, 2013 (http://www.localcleanenergy.org/files/What%20the%20Heck%20is%20a%20REC.pdf), EDP Renewables, California REC Markets and New Project development, 2012 (https://emahq.org/sites/default/files/Session%20VI%20-%20Erin%20Eckenrod.pdf) | 90% | 0 | 49.431 | 42.8758
[5 empty] | 32.967 |  |  |  | > RPS compliance price | 12961.4688 | $/mo |  | 95% | 0 | 48.5561 | 42.0009
[9 empty] | Contracting with scheduling coordiator | 1000 | $/mo | SCID monthly fee, CAISO (http://www.caiso.com/Documents/GridManagementChargeRatesfor2004-2020-Effective-Jan-01-2020.pdf) | 100% | 0 | 47.7687 | 41.2136
[9 empty] | Grid management charges | 0.941 | $/MWh | Volumetric grid management/administrative fees, CAISO, 1/1/2020 (http://www.caiso.com/Documents/GridManagementChargeRatesfor2004-2020-Effective-Jan-01-2020.pdf)
[9 empty] | Uplift cost (bid cost recovery) | 0.4042 | $/MWh | Estimate based on Figure 21, CAISO: http://www.caiso.com/Documents/MarketPerformanceReportforAugust2018.pdf; all 2017 data here http://www.caiso.com/Pages/documentsbygroup.aspx?GroupID=274C62FD-A4DB-4AE7-B250-6346B9F42720
[9 empty] | Total energy charge, not including losses | 29.5818
[9 empty] | Total energy charge | 32.8687 | $/MWh
Delivery costs
| Oncor delivery charge schedule for transmission-level retail customer |  |  |  | Energy charge (total delivery service rate) | #REF! | $/MWh | SCE 2018 rate schedule TOU-8-RTP (https://www1.sce.com/NR/sc3/tm2/pdf/ce78-12_2017.pdf) | Modeling California as employing CPP (ie, using Oncor pricing model)
| $/cust | 429.65 | $/cust-mo | Oncor retail delivery tariff, November 2017 (http://www.oncor.com/en/Documents/About%20Oncor/Billing%20Rate%20Schedules/Tariff%20for%20Retail%20Delivery%20Service.pdf) | Customer charge | #REF! | $/month | SCE 2018 rate schedule TOU-8-RTP (https://www1.sce.com/NR/sc3/tm2/pdf/ce78-12_2017.pdf) | Demand charges | 36577.56 | $/yr
| $/kWh | 0 | $/kWh | Oncor retail delivery tariff, November 2017 (http://www.oncor.com/en/Documents/About%20Oncor/Billing%20Rate%20Schedules/Tariff%20for%20Retail%20Delivery%20Service.pdf) | Transmission demand charge | #REF! | $/kW of billing demand/meter/month | SCE 2018 rate schedule TOU-8-RTP (https://www1.sce.com/NR/sc3/tm2/pdf/ce78-12_2017.pdf) | Demand charges (levelized) | 0.24164 | $/MWh
| $/kW | 0.30481 | $/kW | Oncor retail delivery tariff, November 2017 (http://www.oncor.com/en/Documents/About%20Oncor/Billing%20Rate%20Schedules/Tariff%20for%20Retail%20Delivery%20Service.pdf) | Distribution demand charge | #REF! | $/kW of billing demand/meter/month | SCE 2018 rate schedule TOU-8-RTP, 220 kV and above (https://www1.sce.com/NR/sc3/tm2/pdf/ce78-12_2017.pdf) | Other delivery charges | 5155.8 | $/yr
| $/4CP kW | 4.0068 | $/4CP kW | Oncor retail delivery tariff, November 2017 (http://www.oncor.com/en/Documents/About%20Oncor/Billing%20Rate%20Schedules/Tariff%20for%20Retail%20Delivery%20Service.pdf) | Power factor adjustment | #REF! | $/kVAR | SCE 2018 rate schedule TOU-8-RTP (https://www1.sce.com/NR/sc3/tm2/pdf/ce78-12_2017.pdf) | Other delivery charges (levelized) | 0.03406 | $/MWh
Relevant power usage
| 4CP peak | 0 | 4CP kW | ERCOT converation | Peak usage | 10000 | kW | Given | Total delivery charges in Oncor territory | 0.30633 | $/MWh
| kWh/yr | 151372800 | kWh/yr |  | kVAR | 0 | kVAR | LBNL conversation | SCE "energy charge" (ie, other programs) | #REF! | $/MWh
| Peak | 10000 | kW | Given |  |  |  |  | Total delivery charges if including California adders | #REF! | $/MWh
Total charges
| Total charges |  |  |  | Demand charges | #REF! | $/yr
| Demand charges | 36577.56 | $/yr |  | Demand charges (levelized) | #REF! | $/MWh
| Demand charges (levelized) | 0.24164 | $/MWh |  | Other delivery charges | #REF! | $/yr
| Other delivery charges | 5155.8 | $/yr |  | Other delivery charges (levelized) | #REF! | $/MWh
| Other delivery charges (levelized) | 0.03406 | $/MWh |  | Total delivery charges | #REF! | $/yr
[5 empty] | Total delivery charges (levelized), not including losses | #REF! | $/yr
| Total delivery charges | 41733.36 | $/yr |  | Total delivery charges (levelized) | #REF! | $/MWh
| Total delivery charges, not including losses (levelized) | 0.2757 | $/yr
| Total delivery charges (levelized) | 0.30633 | $/MWh
Station costs
Electric Vehicle Suppl Equipment (EVSE) cost
Calc based on Balance of System (BOS) costs for grid-tied storage--Sept 2018 paper
| Equipment lifetime | 20 | yrs | Inverter lifetime from EPRI/Sandia National Laboratories (https://prod-ng.sandia.gov/techlib-noauth/access-control.cgi/2016/160649r.pdf)
| BOS cost (inverter, structural BOS, and electrical BOS costs) | 264.7059 | $/kW | NREL, 2018 U.S. Utility-Scale Photovoltaics-Plus-Energy Storage System Costs Benchmark (https://www.nrel.gov/docs/fy19osti/71714.pdf)
| Total BOS cost | 19058823.516 | $
| Annualized BOS cost | 1799018.1129
| EVSE cost, levelized | 11.8847 | $/MWh
Electrical equipment cost based on industry insight
| Estimated cost of 1.9-MW charger | 700000 | $ | Industry interview
| Total charging power | 72 | MW | Given
| EVSE cost | 25200000 | $
| EVSE cost, annualized | 2378701.7287 | $/yr
| EVSE cost, levelized | 15.7142 | $/MWh
Electrical equipment cost based on scaled small DCFC installations
| Estimated cost of 5-MW charger | 4601250
| EVSE cost | 36810000
| EVSE cost, annualized | 3474603.5966
| EVSE cost, levelized | 22.9539
| Average EVSE cost (BOS + charger) | 34.8386 | $/MWh
Grid connection cost
| Grid connection cost | 61.8 | $/kW | US grid connection cost, IRENA utility-scale solar PV costs by country, 2018. includes: ﻿All medium voltage cables and connectors · Switch gears and control boards Grid connection · Transformers and/or transformer stations · Substation and housing · Meter(s) (https://www.irena.org/-/media/Files/IRENA/Agency/Publication/2020/Jun/IRENA_Power_Generation_Costs_2019.pdf)
| Grid connection lifetime | 30 | years
| Station size | 72000 | kW | Given
| Grid connection cost | 4449600 | $ | Comparable to $2.65M for 20MW solar substation est: https://www.utilitydive.com/news/how-to-build-substations-for-solar/288168/
| Grid connection cost, annualized | 358577.2611 | $/yr
| Grid connection cost, levelized | 2.3688 | $/MWh
Operations & maintenance |  |  | This report might be useful: https://www.nrel.gov/docs/fy20osti/74840.pdf
Cost of preventative electrical maintenance / inspection
| Cost of PMI - Foothill Transit | 8000 | $/yr | Foothill Transit electric bus maintenance contract
| Cost of wiring/electrical inspection - | 5 | $/kW-yr | Electrical/wiring inspection costs for PV plants from EPRI/Sandia National Laboratories (https://prod-ng.sandia.gov/techlib-noauth/access-control.cgi/2016/160649r.pdf)
| Cost of wiring/electrical inspection - | 360000 | $/yr
| Average electrical PMI cost | 184000 | $/yr
Cost of inverter maintenance
| Inverter O&M in utility-scale PV plant | 7.5 | $/kW-yr | Inverter O&M from EPRI/Sandia National Laboratories (https://prod-ng.sandia.gov/techlib-noauth/access-control.cgi/2016/160649r.pdf)
| O&M for grid-tied battery system | 540000 | $/yr
Cost of charger physical mainenance (moving parts)
| EVSE housing replacement frequency | 0.2628 | yrs lifetime | Industry interview
| EVSE housing replacement cost | 2000 | $/unit | Placeholder
| EVSE housing replacement annual cost | 4204.8 | $/yr
Total O&M
| Total O&M cost | 728204.8 | $/yr
| Total O&M cost, levelized | 4.8107 | $/MWh
Non-electrical installation costs
Land
| Number of trucks charging at a time | 8 | trucks |  | Cost of land in California | 0 | $/acre | ASSUMING LAND IS OWNED BY RAIL OPERATORS | Total cost of land, levelized | 0 | $/MWh
| Number of trucks that can wait to charge | 16 | trucks | Given | Total cost of land | 0 | $
| Area of truck pull-in for charging | 93.496 | m2 | Semi size: https://ops.fhwa.dot.gov/freight/publications/size_regs_final_rpt/index.htm#cmv | Total cost of land, annualized | 0 | $/yr
| Total area needed for parking and charging | 2243.904 | m2 |  | Total cost of land, levelized | 0 | $/MWh
| Total land area needed for purchase | 4487.808 | m2 | Placeholder
| m2/acre | 4046.86 | m2/acre | Conversion
| Total land area needed for purchase | 1.109 | acres
| Cost of land in Texas | 0 | $/acre | ASSUMING LAND IS OWNED BY RAIL OPERATORS
| Total cost of land | 0 | $
| Total cost of land, annualized | 0 | $/yr
| Total cost of land, levelized | 0 | $/MWh
Installation cost
Bottom-up estimate based on grid-connected battery
| Installation labor & equipment | 88.2353 | $/kW | NREL, 2018 U.S. Utility-Scale Photovoltaics-Plus-Energy Storage System Costs Benchmark (https://www.nrel.gov/docs/fy19osti/71714.pdf)
| EPC overhead | 49.0196 | $/kW | NREL, 2018 U.S. Utility-Scale Photovoltaics-Plus-Energy Storage System Costs Benchmark (https://www.nrel.gov/docs/fy19osti/71714.pdf)
| Interconnection fee | 29.4118 | $/kW | NREL, 2018 U.S. Utility-Scale Photovoltaics-Plus-Energy Storage System Costs Benchmark (https://www.nrel.gov/docs/fy19osti/71714.pdf)
| Total cost for battery connection | 166.6667 | $/kW
| Total cost for battery connection installation | 12000000 | $
| Total cost, annualized | 1132715.1089 | $/yr
| Total cost, levelized | 7.483 | $/MWh
Note on C67: Natalie Popovich: I think this should be closer to 25 years

## Elec savings
Inputs
Discount rate | 7% |  | S&P global RRA regulatory focus cites 2017 RoR for electric utilities as 7.18% (n=48); 2018, 6.89% (n=49)
Miles/yr | 68000 | Miles/yr | https://afdc.energy.gov/data/10309
Diesel specs
Diesel truck efficiency | 5.87 | Miles/gal | ARB Advanced Clean Trucks Workgroup: https://ww2.arb.ca.gov/sites/default/files/2019-02/190225tco_0.pdf
Diesel price | 2.12 | $/gal | Energy Information Administration. Short-Term Energy Outlook. 2020 diesel price. 9 April 2019. https://www.eia.gov/outlooks/steo/report/prices.php
Diesel truck miles in lifetime | 1000000 | miles | Over a million: https://www.arb.ca.gov/msprog/tech/presentation/trucksector.pdf
Diesel truck lifetime | 14.7059 | years | Calc
Diesel truck lifetime (rounded) | 15 | years | Calc
Battery specs
Electric truck efficiency | 2.0833 | kWh/mi | ARB Advanced Clean Trucks Workgroup: https://ww2.arb.ca.gov/sites/default/files/2019-02/190225tco_0.pdf
Battery price | 180 | $/kWh | Tesla claims <$100/kWh by 2020, BNEF by 2026 https://cleantechnica.com/2018/06/09/100-kwh-tesla-battery-cells-this-year-100-kwh-tesla-battery-packs-in-2020/
Battery size | 1000 | kWh | Given
Other differences from diesel (engine cost savings, transmission cost savings, BOS diesel drivetrain savings, BOS electricdrivetrain cost) | -22000 | $ | Analysis from Aditya
Battery cycles | 2000 | cycles/life
Depth of discharge | 0.75 | % of total kWh available per cycle
Charging cost | 0.016 | $/kWh | Given from model
Per-mile savings with electrification
Diesel fuel costs
Diesel cost per mile | 0.36116 | $/mi
[20 empty] | For contour plot | Diesel price
Electricity costs |  |  |  |  | Breakeven charging cost for electrification |  |  |  |  | Net savings with electrification and 6c/kWh charging | [10 empty] | 2 | 2.25 | 2.5 | 2.75 | 3 | 3.25 | 3.5 | 3.75 | 4 | 4.25 | 4.5
Charging cost per mile | 0.033333 | $/mi |  |  |  | Diesel price | [13 empty] | 100 | 0.084 | 0.104 | 0.125 | 0.145 | 0.169 | 0.186 | 0.206 | 0.227 | 0.247 | 0.268 | 0.288
[5 empty] | Battery price ($/kWh) | 3.16 | 2.81 | 4.2 |  | Battery price ($/kWh) | NPV of diesel spend | Net savings w electrification | Net savings as % of diesel fuel cost | [6 empty] | 120 | 0.064 | 0.085 | 0.105 | 0.126 | 0.146 | 0.167 | 0.187 | 0.207 | 0.228 | 0.248 | 0.269
Incremental cost of electrification |  |  |  |  | 100 | 0.179 | 0.15 | 0.264 |  | 100 | 223679.1964 | 1034.4321 | 0.4625% | [6 empty] | 140 | 0.045 | 0.066 | 0.089 | 0.106 | 0.127 | 0.147 | 0.169 | 0.188 | 0.209 | 0.229 | 0.249
Battery cost | 180000 | $ |  |  | 170 | 0.111 | 0.083 | 0.197 | [11 empty] | 160 | 0.026 | 0.046 | 0.067 | 0.087 | 0.108 | 0.128 | 0.148 | 0.169 | 0.189 | 0.21 | 0.23
Other incremental cost differences | -22000 | $ | [15 empty] | Diesel | 2.12 | 180 | 0.006 | 0.027 | 0.047 | 0.068 | 0.088 | 0.109 | 0.129 | 0.15 | 0.17 | 0.19 | 0.211
Total incremental cost | 158000 | $ | [7 empty] | Net savings (whole number and % of diesel fuel lifetime cost) | [7 empty] | Battery | 180
Miles/kWh | 0.48 | mi/kWh | [7 empty] | Scenario | ERCOT |  | CAISO |  | SCE |  |  | Price | 0.016
Miles/cycle | 360 | mi/cycle | [7 empty] | Diesel price | 2.81 | 3.16 | 4.2 | 3.16 | 4.2 | 3.16
Cycles/yr | 188.8889 | cycles/yr | [7 empty] | Charging cost | 0.076121 | 0.076121 | 0.082676 | 0.082676 | 0 | 0
Battery lifetime | 10.5882 | yrs | [7 empty] | Battery price ($/kWh)
Battery lifetime (rounded) | 11 | yrs | [7 empty] | 100 | 111382 | 148310 | 246339 | 136609 | 175078 | 65349
Annualized electrification cost | 21623.3004 | $/yr | [7 empty] | 100 | 38% | 44% | 56% | 41% | 40% | 20%
Depreciation cost per mile | 0.31799 | $/mi | [7 empty] | 170 | 24270 | 61199 | 159227 | 49498 | 87967 | -21762
Tota electric fuel cost per mile | 0.35132 | $/mi | [7 empty] | 170 | 8% | 18% | 36% | 15% | 20% | -7%
NPV of savings with electrification
Electricity cost per year | 2266.6667 | $/yr
Diesel cost per year | 24558.7734 | $/yr
| Year | 0 | 1 | 2 | 3 | 4 | 5 | 6 | 7 | 8 | 9 | 10 | 11 | 12 | 13 | 14 | 15 | 16 | 17
| Electrification (battery) cost | -158000 | 0 | 0 | 0 | 0 | 0 | 0 | 0 | 0 | 0 | 0 | -180000 | 0 | 0 | 0 | 114545.4545 | 0 | 0
| Diesel spend (undiscounted) |  | -24558.7734 | -24558.7734 | -24558.7734 | -24558.7734 | -24558.7734 | -24558.7734 | -24558.7734 | -24558.7734 | -24558.7734 | -24558.7734 | -24558.7734 | -24558.7734 | -24558.7734 | -24558.7734 | -24558.7734 | 0 | 0
| Electricity spend (undiscounted) |  | -2266.6667 | -2266.6667 | -2266.6667 | -2266.6667 | -2266.6667 | -2266.6667 | -2266.6667 | -2266.6667 | -2266.6667 | -2266.6667 | -2266.6667 | -2266.6667 | -2266.6667 | -2266.6667 | -2266.6667 | 0 | 0
| Savings with electrification (undiscounted) | -158000 | 22292.1068 | 22292.1068 | 22292.1068 | 22292.1068 | 22292.1068 | 22292.1068 | 22292.1068 | 22292.1068 | 22292.1068 | 22292.1068 | -157707.8932 | 22292.1068 | 22292.1068 | 22292.1068 | 136837.5613 | 0 | 0
| Savings with electrification (discounted) | -158000 | 20833.7446 | 19470.7894 | 18196.9994 | 17006.5415 | 15893.964 | 14854.172 | 13882.4037 | 12974.2091 | 12125.4291 | 11332.1767 | -74925.884 | 9897.962 | 9250.4318 | 8645.2633 | 49596.2294 | 0 | 0
| Fuel cost savings (discounted) |  | 20833.7446 | 19470.7894 | 18196.9994 | 17006.5415 | 15893.964 | 14854.172 | 13882.4037 | 12974.2091 | 12125.4291 | 11332.1767 | 10590.8193 | 9897.962 | 9250.4318 | 8645.2633 | 8079.6854 | 0 | 0
| Electrification cost (discounted) | -158000 | 0 | 0 | 0 | 0 | 0 | 0 | 0 | 0 | 0 | 0 | -85516.7033 | 0 | 0 | 0 | 41516.5441 | 0 | 0
| Total NPV of electrification | 1034.4321
| > NPV of fuel cost savings | 203034.5913
| > NPV of incremental cost of electrification | -202000.1593
Calculating breakeven charging cost
| Unit charging cost ($/kWh) | NPV of fuel cost savings over the life of the truck ($) |  |  |  | Cost | NPV |  | >>>>> |  | Cost | NPV |  | >>>> |  | Cost | NPV |  | >>>> | 0.016 | [5 empty] | 2160
| 0.05 | 203034.5913 |  |  |  | 2 | 1034.4321 |  |  |  | 2 | 1034.4321 |  |  |  | 2 | 1034.4321 | [8 empty] | 1215
| 0.1 | 94650.4147 |  |  |  | 0 | 21679.0371 | TRUE |  | 0 | 0 | 21679.0371 | FALSE |  | 0 | 0.01 | 8776.159 | FALSE
| 0.15 | 30136.0238 |  |  |  | 0.1 | -107349.7446 | FALSE |  | 0.01 | 0.01 | 8776.159 | TRUE |  | 0.001 | 0.011 | 7485.8711 | FALSE
| 0.2 | -34378.3671 |  |  |  | 0.2 | -236378.5263 | FALSE |  | 0.02 | 0.02 | -4126.7192 | FALSE |  | 0.002 | 0.012 | 6195.5833 | FALSE
| 0.25 | -98892.7579 |  |  |  | 0.3 | -365407.3081 | FALSE |  | 0.03 | 0.03 | -17029.5974 | FALSE |  | 0.003 | 0.013 | 4905.2955 | FALSE
| 0.3 | -163407.1488 |  |  |  | 0.4 | -494436.0898 | FALSE |  | 0.04 | 0.04 | -29932.4756 | FALSE |  | 0.004 | 0.014 | 3615.0077 | FALSE
[6 empty] | 0.5 | -623464.8716 | FALSE |  | 0.05 | 0.05 | -42835.3537 | FALSE |  | 0.005 | 0.015 | 2324.7199 | FALSE
[6 empty] | 0.6 | -752493.6533 | FALSE |  | 0.06 | 0.06 | -55738.2319 | FALSE |  | 0.006 | 0.016 | 1034.4321 | TRUE
[6 empty] | 0.7 | -881522.435 | FALSE |  | 0.07 | 0.07 | -68641.1101 | FALSE |  | 0.007 | 0.017 | -255.8558 | FALSE
[6 empty] | 0.8 | -1010551.2168 | FALSE |  | 0.08 | 0.08 | -81543.9883 | FALSE |  | 0.008 | 0.018 | -1546.1436 | FALSE
[6 empty] | 0.9 | -1139579.9985 | FALSE |  | 0.09 | 0.09 | -94446.8664 | FALSE |  | 0.009 | 0.019 | -2836.4314 | FALSE
[7 empty] | -1 |  |  |  |  | -1 |  |  |  |  | -1

## Graphs 1
Capacity factor impact on fixed costs
$/MWh | ERCOT direct-access customer | [5 empty] | Illustrative CAISO scenario
| 10% | 20% | 30% | 40% | 50% | 60% | 10% | 20% | 30% | 40% | 50% | 60% | 60%
Infrastructure | 0.14858 | 0.074322 | 0.049501 | 0.037192 | 0.029766 | 0.024816 | 0.14858 | 0.074322 | 0.049501 | 0.037192 | 0.029766 | 0.016433 | 0.024816
Generation | 0.02682 | 0.026523 | 0.026314 | 0.026374 | 0.026344 | 0.026325 | 0.033375 | 0.033078 | 0.032869 | 0.032929 | 0.0329 | 0.032816 | 0.03288
T&D | 0.0002529 | 0.00012645 | 3.7466e-05 | 6.3224e-05 | 5.058e-05 | 4.215e-05 | 0.0013299 | 0.001215 | 0.0011341 | 0.0011575 | 0.001146 | 0.0011136 | 0.0011383
Demand charge | 0.0017942 | 0.00089708 | 0.0002658 | 0.00044854 | 0.00035883 | 0.00029903 | 0.0017942 | 0.00089708 | 0.0002658 | 0.00044854 | 0.00035883 | 0.00010632 | 0.00029903
Total | 0.17745 | 0.10187 | 0.076118 | 0.064078 | 0.05652 | 0.051481 | 0.18508 | 0.10951 | 0.08377 | 0.071728 | 0.064171 | 0.050469 | 0.059133
0.049804
(b)
(a)

## T&D - ERCOT
Public Utility Commission of Texas
http://www.puc.texas.gov/industry/electric/rates/trans/tdgenericratesummary.pdf
Updated: September 1, 2018
| All billing categories | Condensed billing categories |  |  | Ancitipated usage
$/4CP kVA
| $/4CP kW | $/4CP kW |  |  | 0 | 4CP kW
$/avg 4CP kW
$/billing kVA
$/billing kW
| $/cust | $/cust |  |  | 1 | Customer
$/customer
$/dist billing kW
$/kVA
| $/kW | $/kW |  |  | 10000 | kW
| $/kWh | $/kWh |  |  | 12441600 | kWh/mo
$/NCP kVA
| $/NCP kW | $/NCP kW |  |  | 10000 | NCP kW (redundant)
Total monthly wires cost, by company, as different customer types
| CenterPoint |  |  |  | Oncor |  |  |  | AEP-TCC |  |  |  | AEP-TNC |  |  |  | TNMP
| Rates | Total charges ($/mo) |  |  | Rates | Total charges ($/mo) |  |  | Rates | Total charges ($/mo) |  |  | Rates | Total charges ($/mo) |  |  | Rates | Total charges ($/mo)
Transmission
$/cust | 1626.06 | 1626.06 |  |  | 429.65 | 429.65 |  |  | 2047.99 | 2047.99 |  |  | 904.8 | 904.8 |  |  | 2066.18 | 2066.18
$/kWh | -0.000725 | -9020.16 |  |  | 0 | 0 |  |  | 0 | 0 | Was -.04c/kWh for EECRF; assume AEP wouldn't pay me that w/o 4CP revenue (made them pay me $100k/mo) |  | 0.005563 | 69212.6208 |  |  | 0.001175 | 14618.88
$/kW | 1.38 | 13799.74 |  |  | 0.30481 | 3048.13 |  |  | 1.2876 | 12875.58 |  |  | 0.008243 | 82.43 |  |  | 0.19788 | 1978.8
$/4CP kW | 4.1334 | 0 |  |  | 4.0068 | 0 |  |  | 4.0059 | 0 |  |  | 2.1903 | 0 |  |  | 2.8928 | 0
$/NCP kW | 0 | 0 |  |  | 0 | 0 |  |  | 0.199 | 1990 |  |  | 0.0182 | 182 |  |  | 0 | 0
Total |  | 6405.64 |  |  |  | 3477.78 |  |  |  | 16913.57 |  |  |  | 70381.8508 |  |  |  | 18663.86
Primary IDR
$/cust | 217.27 | 217.27 |  |  | 410.45 | 410.45 |  |  | 183.03 | 183.03 |  |  | 194.65 | 194.65 |  |  | 239.48 | 239.48
$/kWh | 0.000559 | 6954.8544 |  |  | -1e-05 | -124.416 |  |  | 0.000512 | 6370.0992 |  |  | -0.000143 | -1779.1488 |  |  | -3e-05 | -373.248
$/kW | 2.7434 | 27434.26 |  |  | 0.57711 | 5771.11 |  |  | 1.212 | 12119.98 |  |  | 0.2308 | 2308.04 |  |  | 0.19788 | 1978.8
$/4CP kW | 4.0382 | 0 |  |  | 4.1073 | 0 |  |  | 5.5344 | 0 |  |  | 3.8614 | 0 |  |  | 3.0672 | 0
$/NCP kW | 0 | 0 |  |  | 0 | 0 |  |  | 2.945 | 29450 |  |  | 1.88 | 18800 |  |  | 5.1286 | 51286
Total |  | 34606.3844 |  |  |  | 6057.144 |  |  |  | 48123.1092 |  |  |  | 19523.5412 |  |  |  | 53131.032
Primary, no IDR
$/cust | 187.07 | 187.07 |  |  | 410.45 | 410.45 |  |  | 151.35 | 151.35 |  |  | 156.22 | 156.22 |  |  | 239.48 | 239.48
$/kWh | 0.000559 | 6954.8544 |  |  | -1e-05 | -124.416 |  |  | 0.000512 | 6370.0992 |  |  | -0.000143 | -1779.1488 |  |  | -3e-05 | -373.248
$/kW | 2.7434 | 27434.26 |  |  | 0.57711 | 5771.11 |  |  | 5.7463 | 57463.28 |  |  | 0.98079 | 9807.92 |  |  | 0.19788 | 1978.8
$/4CP kW | 0 | 0 |  |  | 0 | 0 |  |  | 0 | 0 |  |  | 0 | 0 |  |  | 0 | 0
$/NCP kW | 3.1409 | 31408.59 |  |  | 0.72347 | 7234.72 |  |  | 4.573 | 45730 |  |  | 3.069 | 30690 |  |  | 5.8071 | 58071.32
Total |  | 65984.7744 |  |  |  | 13291.864 |  |  |  | 109714.7292 |  |  |  | 38874.9912 |  |  |  | 59916.352
A | TRANMISSION-LEVEL T&D CHARGES
B | HIGH PRIMARY IDR CHARGES
C | HIGH PRIMARY NON-IDR CHARGES OR GENERIC PRIMARY (NO IDR REFERENCE)
| CenterPoint |  |  |  | Oncor |  |  |  | AEP-TCC |  |  |  | AEP-TNC |  |  |  | TNMP
1. Generic T&D rates
| Customer Charge (per customer) | 154.44 | $/cust | A | Customer Charge (per customer) | 161.34 | $/cust | A | Customer Charge (per customer) | 38.84 | $/cust | A | Customer Charge (per customer) | 24.8 | $/cust | A | Customer Charge (per customer) | 214.51 | $/cust | A
| Metering Charge (per customer) | 1449.82 | $/cust | A | Metering Charge (per customer) | 263.3 | $/cust | A | Metering Charge (per customer) | 1869.15 | $/cust | A | Metering Charge (per customer) | 850 | $/cust | A | Metering Charge (per customer) | 1751.67 | $/cust | A
| Transmission Charge (per 4CP kVA) | 2.1188 | $/4CP kVA | A | Transmission Charge (per 4CP kW) | 0 | $/4CP kW | A | Transmission Charge (per 4CP kW) | 1.718 | $/4CP kW | A | Transmission Charge (per 4CP kW) | 1.356 | $/4CP kW | A | Transmission Charge (per 4CP kVA) | 0 | $/4CP KVA | A
| Distribution Charge (per 4CP kVA) | 0.4633 | $/4CP kVA | A | Distribution Charge (per kW) | 0.2612 | $/kW | A | Distribution Charge (per NCP kW) | 0.199 | $/NCP kW | A | Distribution Charge (per NCP kW) | 0.0182 | $/NCP kW | A | Distribution Charge (per 4CP kVA) | 0 | $/4CP KVA | A
| Customer Charge (per customer) | 76.73 | $/cust | B | Customer Charge | 150.37 | $/cust | B | Customer Charge (per customer) | 28.41 | $/cust | B | Customer Charge (per customer) | 26 | $/cust | B | Customer Charge (per customer) | 34.5 | $/cust | B
| Metering Charge (per customer) | 138.4 | $/cust | B | Metering Charge (per customer) | 255.07 | $/cust | B | Metering Charge (per customer) | 154.62 | $/cust | B | Metering Charge (per customer) | 168.65 | $/cust | B | Metering Charge (per customer) | 204.98 | $/cust | B
| IDR Customers (per 4CP kVA) | 2.1546 | $/4CP kVA | B | Transmission Charge (per kW) | 0 | $/kW | B | IDR Customers (per 4CP kW) | 1.925 | $/4CP kW | B | IDR Customers (per 4CP kW) | 1.963 | $/4CP kW | B | Transmission Charge (per kW) | 0 | $/kW | B
| Distribution Charge (per kVA) | 2.0028 | $/kVA | B | Distribution Charge (per kW) | 0.53 | $/kW | B | Distribution Charge (per NCP kW) | 2.945 | $/NCP kW | B | Distribution Charge (per NCP kW) | 1.88 | $/NCP kW | B | Distribution Charge (per NCP kW) | 5.1286 | $/NCP kW | B
| Customer Charge (per customer) | 3.58 | $/cust | C | Customer Charge | 150.37 | $/cust | C | Customer Charge (per customer) | 3.8 | $/cust | C | Customer Charge (per customer) | 4.25 | $/cust | C | Customer Charge (per customer) | 34.5 | $/cust | C
| Metering Charge (per customer) | 181.35 | $/cust | C | Metering Charge (per customer) | 255.07 | $/cust | C | Metering Charge (per customer) | 154.62 | $/cust | C | Metering Charge (per customer) | 151.75 | $/cust | C | Metering Charge (per customer) | 204.98 | $/cust | C
| Non-IDR Customers (per NCP kVA) | 1.7033 | $/NCP kVA | C | Transmission Charge (per kW) | 0 | $/kW | C | Non-IDR Customers (per NCP kW) | 1.628 | $/NCP kW | C | Non-IDR Customers (per NCP kW) | 1.189 | $/NCP kW | C | Transmission Charge (per kW) | 0 | $/kW | C
| Distribution Charge (per kVA) | 2.0028 | $/kVA | C | Distribution Charge (per kW) | 0.53 | $/kW | C | Distribution Charge (per NCP kW) | 2.945 | $/NCP kW | C | Distribution Charge (per NCP kW) | 1.88 | $/NCP kW | C | Distribution Charge (per NCP kW) | 4.7102 | $/NCP kW | C
2. TCRF charges
| per 4CP kVA | 1.5459 | $/4CP kVA | A | per 4CP kW | 4.0063 | $/4CP kW | A | per Avg 4CP kW | 2.2879 | $/avg 4CP kW | A | per Avg 4CP kW | 0.83432 | $/avg 4CP kW | A | per 4CP kVA | 2.8928 | $/4CP kVA | A
| per 4CP kVA | 1.8836 | $/4CP kVA | B | per 4CP kW | 4.1073 | $/4CP kW | B | per Avg 4CP kW | 3.6094 | $/avg 4CP kW | B | per Avg 4CP kW | 1.8984 | $/avg 4CP kW | B | per 4CP kW | 3.0672 | $/4CP kW | B
| per NCP kVA | 1.4376 | $/NCP kVA | C | per NCP kW | 0.72347 | $/NCP kW | C | per kW | 4.5405 | $/kW | C | per kW | 0.79845 | $/kW | C | per NCP kW | 1.0969 | $/NCP kW | C
3. Metering credits
|  | 21.8 | $/customer | A |  | 5.01 | $/customer | A |  | 140 | $/customer | A |  | 30 | $/customer | A |  | 100 | $/customer | A
|  | 2.14 | $/customer | B |  | 5.01 | $/customer | B
|  | 2.14 | $/customer | C |  | 5.01 | $/customer | C
4. Transition charges & system restoration charges
| per kW | 0.70468 | $/kW | A | per kW | 0 | $/kW | A | per kW or kVA | 0 | $/kW | A
| per kW | 0.25512 | $/kW | A |  |  |  |  | per kW or kVA | 0.96524 | $/kW | A
| per kW | 0.42018 | $/kW | A |  |  |  |  | per kW or kVA | 0.33008 | $/kW | A
| per kW | 0.70468 | $/kW | B | per kW | 0 | $/kW | B | per kW or kVA | 0 | $/kW | B
| per kW | 0.25512 | $/kW | B |  |  |  |  | per kW or kVA | 0.96524 | $/kW | B
| per kW | 0.42018 | $/kW | B |  |  |  |  | per kW or kVA | 0.33008 | $/kW | B
| per kW | 0.70468 | $/kW | C | per kW | 0 | $/kW | C | per kW or kVA | 0 | $/kW | C
| per kW | 0.25512 | $/kW | C |  |  |  |  | per kW or kVA | 0.96524 | $/kW | C
| per kW | 0.42018 | $/kW | C |  |  |  |  | per kW or kVA | 0.33008 | $/kW | C
5. Rate case expenses
[5 empty] | per kW | 0.003613 | $/kW | A
[5 empty] | per Dist. Billing kW | 0 | $/dist billing kW | A
[5 empty] | per kW | 0.004758 | $/kW | B
[5 empty] | per Dist. Billing kW | 0 | $/dist billing kW | B
[5 empty] | per kW | 0.004758 | $/kW | C
[5 empty] | per Dist. Billing kW | 0 | $/dist billing kW | C
6. Other non-bypassable charges
| per kWh | 0 | $/kWh | A | per kWh | 0 | $/kWh | A | per kWh | -0.041636 | $/kWh | A | per kWh | 0.005563 | $/kWh | A | per kW | 0.19788 | $/kW | A
| per kWh | -0.000725 | $/kWh | A | per kW | 0.04 | $/kW | A | per kW | 0.002614 | $/kW | A | per Billing kW | 0.024541 | $/billing kW | A | per kWh | 0.001175 | $/kWh | A
| per 4CP kVA | 0.003161 | $/4CP kVA | A | per 4CP kW | 0.000486 | $/4CP kW | A | per Billing kW | 0.006749 | $/billing kW | A | per Billing kW | -0.016298 | $/billing kW | A
| per 4CP kVA | 0.002219 | $/4CP kVA | A |  |  |  |  | per Billing kW | -0.017126 | $/billing kW | A
| per kWh | 0.000559 | $/kWh | C | per kWh | -1e-05 | $/kWh | C | per kWh | 0.000512 | $/kWh | C | per kWh | -0.000143 | $/kWh | C | per kWh | -3e-05 | $/kWh | C
| per kVA | -0.69901 | $/kVA | C | per kW | 0.037 | $/kW | C | Primary Non-IDR | -7.07 | $/customer | C | Primary Non-IDR | 0.22 | $/customer | C | per kW | 0.19788 | $/kW | C
| per kVA | 0.001818 | $/kVA | C |  |  |  |  | per kW | 0.006326 | $/kW | C |  |  |  |  | Primary | 0 | $/customer | C
| per Billing kVA | 0.057826 | $/billing kVA | C | per Billing kW | 0.005353 | $/billing kW | C | per Billing kW | per Billing kW | $/billing kW | C | per Billing kW | 0.30519 | $/billing kW | C
[9 empty] | per Billing kW | -0.095814 | $/billing kW | C | per Billing kW | -0.12285 | $/billing kW | C
| per kWh | 0.000559 | $/kWh | B | per kWh | -1e-05 | $/kWh | B | per kWh | 0.000512 | $/kWh | B | per kWh | -0.000143 | $/kWh | B | per kWh | -3e-05 | $/kWh | B
| per kVA | -0.69901 | $/kVA | B | per kW | 0.037 | $/kW | B | [8 empty] | per kW | 0.19788 | $/kW | B
| per kVA | 0.001818 | $/kVA | B |  |  |  |  | per kW | 0.006326 | $/kW | B |  |  |  |  | Primary | 0 | $/customer | B
| per Billing kVA | 0.057826 | $/billing kVA | B | per Billing kW | 0.005353 | $/billing kW | B | per Billing kW | per Billing kW | $/billing kW | B | per Billing kW | 0.30519 | $/billing kW | B
[9 empty] | per Billing kW | -0.089649 | $/billing kW | B | per Billing kW | -0.074384 | $/billing kW | B
1. Comparison of Utilities' Generic T&D Rates
CenterPoint - Docket 38339/41072 |  |  | Oncor - Docket 46957 |  | AEP | TCC | TNC | TNMP - Docket 38480
Primary |  |  | Primary (<= 10 kW) |  |  | D-33309 | D-33310
| Customer Charge (per customer) |  | Customer Charge (per customer) | 6.17 | Customer Charge (per customer) |  |  | Customer Charge (per customer) | 34.5
| Non-IDR customers | 3.58 | Metering Charge (per customer) | 18.91 | Non-IDR customers | 3.8 | 4.25
| IDR Customers | 76.73 | Transmission Charge (per kWh) | 0 | IDR Customers | 28.41 | 26
|  |  | Distribution Charge (per kWh) | 0.003629 |  |  |  | Metering Charge (per customer) | 204.98
| Metering Charge (per customer) |  | Primary (>10 kW Distrib) |  | Metering Charge (per customer)
| Non-IDR customers | 181.35 | Customer Charge (per customer) | 14.97 | Non-IDR Customers | 154.62 | 151.75
| IDR customers | 138.4 | Metering Charge (per customer) | 41 | IDR Customers | 154.62 | 168.65 | Transmission Charge (per kW)
|  |  | Transmission Charge (per kW) | 0 |  |  |  | Non-IDR customers | 0
| Transmission Charge |  | Distribution Charge (per kW) | 3.945 | Transmission Charge |  |  | IDR Customers | 0
| Non-IDR Customers (per NCP kVA) | 1.7033 | Primary (> 10 kW Substation) |  | Non-IDR Customers (per NCP kW) | 1.628 | 1.189
| IDR Customers (per 4CP kVA) | 2.1546 | Customer Charge | 150.37 | IDR Customers (per 4CP kW) | 1.925 | 1.963 | Distribution Charge (per NCP kW)
|  |  | Metering Charge (per customer) | 255.07 |  |  |  | Non-IDR Customers | 4.7102
| Distribution Charge (per kVA) | 2.0028 | Transmission Charge (per kW) | 0 | Distribution Charge (per NCP kW) | 2.945 | 1.88 | IDR Customers | 5.1286
|  |  | Distribution Charge (per kW) | 0.53
Transmission | Customer Charge (per customer) | 154.44 | Customer Charge (per customer) | 161.34 | Customer Charge (per customer) | 38.84 | 24.8 | Customer Charge (per customer) | 214.51
| Metering Charge (per customer) | 1449.82 | Metering Charge (per customer) | 263.3 | Metering Charge (per customer) | 1869.15 | 850 | Metering Charge (per customer) | 1751.67
| Transmission Charge (per 4CP kVA) | 2.1188 | Transmission Charge (per 4CP kW) | 0 | Transmission Charge (per 4CP kW) | 1.718 | 1.356 | Transmission Charge (per 4CP kVA) | 0
| Distribution Charge (per 4CP kVA) | 0.4633 | Distribution Charge (per kW) | 0.2612 | Distribution Charge (per NCP kW) | 0.199 | 0.0182 | Distribution Charge (per 4CP kVA) | 0
2. Comparison of Utilities' TCRF Charges
CenterPoint - Docket 48419 |  |  | Oncor - Docket 48408 |  |  | AEP Texas, Central Division - Docket 48399 |  |  |  | AEP Texas, North Division - Docket 48399 |  |  | Texas-New Mexico Power (TNMP) - Docket 48403
Primary IDR | per 4CP kVA | 1.8836 | Primary ≤ 10 kW | per kWh | 0.000514 | Primary IDR | per Avg 4CP kW | 3.6094 |  | Primary IDR | per Avg 4CP kW | 1.8984 | Primary Non-IDR | per NCP kW | 1.0969
Primary NonIDR | per NCP kVA | 1.4376 | Primary > 10 kW NonIDR | per NCP kW | 0.72347 | Primary NonIDR | per kW | 4.5405 |  | Primary Non-IDR | per kW | 0.79845 | Primary IDR | per 4CP kW | 3.0672
Transmission | per 4CP kVA | 1.5459 | Primary > 10 kW IDR | per 4CP kW | 4.1073 | Transmission | per Avg 4CP kW | 2.2879 |  | Transmission | per Avg 4CP kW | 0.83432 | Transmission | per 4CP kVA | 2.8928
|  |  | Primary > 10 kW Substation | per 4CP kW | 3.1484
|  |  | Transmission IDR | per 4CP kW | 4.0063
3. Comparison of Utilities' Metering Credits
Metering Credit Charges (per customer)
| CenterPoint |  | Oncor |  | AEP TCC | AEP TNC | TNMP
Primary |  |  | ≤ 10 kW | 1.72 | 23 | 13 | 3.2
| IDR customers | 2.14
> 10 kW
|  |  | Dist. Line | 3.41
|  |  | Subst. | 5.01
Transmission |  | 21.8 |  | 5.01 | 140 | 30 | 100
4. Transition Charges (TCs) and System Restoration Charges (SRCs)
Oncor (Fmr. TXU) | Rider TC2-R Docket 46045
Class | Charges
Primary ≤ 10 kW | per kWh | 0
Primary > 10 kW | per kW | 0
High Voltage | per kW | 0
Texas Central (TCC) (Fmr.CPL) |  | TC Refund Docket 45991 | TC2 Docket 48394 | TC3 Docket 48042
Commercial & Small Industrial - Energy | per kWh | 0 | 0.017772 | 0.008179
Commercial & Small Industrial - Demand | per kW or kVA | 0 | 2.3785 | 0.83213
Large Industrial - Firm | per kW or kVA | 0 | 0.96524 | 0.33008
http://www.puc.texas.gov/industry/electric/rates/Trans/TCD.pdf
We actually are on the linebetween large and small industrial (firm)
Seems like we pay all rates (TC, 2, 3)
CenterPoint (Fmr. Reliant) |  | TC2 Docket 47750 | TC3 Docket 47913 | TC5 Docket 48368 |  |  | SRC Docket 47605 | ADFITC Docket 47604
Class |  | Charges |  |  | Class |  | Charges
LOS-A | per kW | 0.70468 | 0.25512 | 0.42018 | Primary | per kVA | 0.24195 | -0.016804
We seem to be LOS-A (p. 140)
Confusing: " This Tariff does not apply to the provision of service to wholesale customers.
http://www.puc.texas.gov/industry/electric/rates/Trans/CNP.pdf
5. Comparison of Utilities' Rate Case Expense Charges
Oncor | RCE - Docket 46957 |  | Remand Surcharge - Docket 46957
Class | Charges |  | Charges
Primary ≤ 10 kW | per kWh | 4.5e-05 | per kWh | 0
Primary > 10 kW - Distribution Line | per kW | 0.009008 | per Dist. Billing kW | 0
Primary > 10 kW - Substation | per kW | 0.004758 | per Dist. Billing kW | 0
Transmission | per kW | 0.003613 | per Dist. Billing kW | 0
6. Comparison of Utilities' Other Non-Bypassable Charges
Energy Efficiency Cost Recovery Factor (EECRF)
CenterPoint - Docket 47232 |  |  | Oncor - Docket 47235 |  |  | Texas Central (TCC) - Docket 47236 |  |  | Texas North (TNC) - Docket 47236 |  |  | Texas-New Mexico Power (TNMP) - Docket 47217
Primary | per kWh | 0.000559 | Primary ≤ 10 kW | per kWh | 0.000142 | Primary | per kWh | 0.000512 | Primary | per kWh | -0.000143 | Primary | per kWh | -3e-05
Transmission - Governmental | per kWh | 0.000279 | Primary > 10 kW Distrib. | per kWh | 0.000158 | Transmission Service | per kWh | -0.041636 | Transmission Service | per kWh | 0.005563
Transmission - Industrial | per kWh | 0 | Primary > 10 kW Subst. | per kWh | -1e-05
|  |  | Transmission Non-Profit | per kWh | 0.000545
|  |  | Transmission For Profit | per kWh | 0
Competition Transition Charges
Texas New-Mexico Power (TNMP) - Docket 46943
Large General Service | per kW | 0.19788
Economy LGS | per kW | 0.98325
Industrial Power | per kW | 0.06777
Advanced Metering Charges (per customer)
Texas Central (TCC) - Docket 36928 |  | Texas North (TNC) - Docket 36928 |  | Texas New-Mexico Power (TNMP) - Docket 38306
Primary Non-IDR | -7.07 | Primary Non-IDR | 0.22 | Primary | 0
Municipal Account Franchise Credit
CenterPoint - Docket 38339/41072
Primary | per kVA | -0.69901
Transmission | per kWh | -0.000725
Nuclear Decommissioning Charges
CenterPoint - Docket 41941 |  |  | Oncor - Docket 45367 |  |  | TCC - Docket 41970
Primary | per kVA | 0.001818 | Primary ≤ 10 kW | per kWh | 0.000151 | Primary | per kW | 0.006326
Transmission | per 4CP kVA | 0.003161 | Primary > 10 kW - | per kW | 0.048 | Transmission | per kW | 0.002614
Distribution Line
|  |  | Primary > 10 kW - | per kW | 0.037
Substation
|  |  | Transmission | per kW | 0.04
Municipal Franchise Fees
Texas New-Mexico Power (TNMP)
Transmission | per kWh | 0.001175
Distribution Cost Recovery Factor (DCRF)
CenterPoint - Docket 48226 |  |  | Oncor - Docket 48231 |  |  | AEP Texas, Central Division - Docket 48222 |  |  | AEP Texas, North Division - Docket 48222
Primary Non-IDR | per Billing kVA | 0.057826 | Primary ≤ 10 kW | per kWh | 9.2e-05 | Primary | per Billing kW | 0.36462 | Primary | per Billing kW | 0.30519
Primary IDR | per Billing kVA | 0.057826 | Primary > 10 kW Dist Line | per Billing kW | 0.019495 | Transmission | per Billing kW | 0.006749 | Transmission | per Billing kW | 0.024541
Transmission | per 4CP kVA | 0.002219 | Primary > 10 kW Substation | per Billing kW | 0.005353
|  |  | Transmission | per 4CP kW | 0.000486
Merger Credit Rider
AEP Texas, Central Division - Docket 48110 |  |  | AEP Texas, North Division - Docket 48110
Primary - IDR | per Billing kW | -0.089649 | Primary - IDR | per Billing kW | -0.074384
Primary - Non-IDR | per Billing kW | -0.095814 | Primary - Non-IDR | per Billing kW | -0.12285
Transmission | per Billing kW | -0.017126 | Transmission | per Billing kW | -0.016298

## Transmission
http://www.ncsl.org/documents/energy/ASilverstein4-20-11.pdf
Slide 56
| Capacity (MW) | Capital cost ($000/mi) | $/MW/mi | $/MW/km
765 kV AC single | 3000 | 2250 | 750 | 466.0296
500 kV AC single | 1500 | 1800 | 1200 | 745.6473
500 kV AC double | 3000 | 2880 | 960 | 596.5178
345 kV AC single | 750 | 1260 | 1680 | 1043.9062
345 kV AC double | 1500 | 2016 | 1344 | 835.125
230 kV AC single | 400 | 900 | 2250 | 1398.0887
230 kV AC double | 800 | 1440 | 1800 | 1118.4709
Range of transmission costs in IEA report, $/MW/km (p. 124, https://www.iea.org/publications/freepublications/publication/The_power_of_Transformation.pdf)
|  | Low | 1000
|  | High | 1500
Simple average capacity of lines with costs in IEA range
|  | MW | 650

## Tariff - CAISO
Tariff: RTP
Source: http://www.energyonline.com/Data/GenericData.aspx?DataId=19&CAISO___Real-time_Price | [28 empty] | 249.7172
See calculations in file"2012-2018 CAISO power price reshaped.xlsx"
RTP average wholesale energy prices, 2012-2018, $/MWh
These seem to be "hours beginning X"
RTP across 3 load zones |  | 0 | 1 | 2 | 3 | 4 | 5 | 6 | 7 | 8 | 9 | 10 | 11 | 12 | 13 | 14 | 15 | 16 | 17 | 18 | 19 | 20 | 21 | 22 | 23 | Average
| 2012 | 23.0231 | 21.5298 | 18.3089 | 16.8658 | 19.3447 | 24.0382 | 23.586 | 27.0841 | 26.8882 | 28.3981 | 30.5791 | 29.9967 | 34.5228 | 34.0612 | 38.8743 | 46.319 | 50.3374 | 50.2359 | 42.0402 | 38.2834 | 34.811 | 34.7775 | 30.296 | 25.4561 | 31.2357
| 2013 | 34.2327 | 31.9136 | 29.5114 | 29.1677 | 30.1785 | 33.9224 | 37.2933 | 39.3985 | 36.113 | 35.0386 | 37.4061 | 39.7747 | 38.7954 | 39.233 | 39.5594 | 41.1097 | 43.9673 | 51.294 | 47.6055 | 46.227 | 48.0231 | 41.0445 | 38.7095 | 33.4077 | 38.4553
| 2014 | 40.1353 | 35.9706 | 33.0484 | 30.2878 | 35.1748 | 39.946 | 43.154 | 45.9634 | 37.9818 | 36.2219 | 36.8826 | 37.9346 | 40.0511 | 41.4803 | 43.209 | 48.759 | 52.9463 | 56.4678 | 62.8172 | 60.466 | 56.9177 | 50.017 | 46.7098 | 38.9175 | 43.8108
| 2015 | 28.0467 | 25.495 | 25.0551 | 23.033 | 26.2351 | 26.2067 | 29.2064 | 33.6083 | 26.7934 | 21.8112 | 23.6704 | 25.9614 | 25.3911 | 26.8992 | 29.0352 | 34.5196 | 33.5439 | 48.0386 | 48.8843 | 43.1701 | 43.6718 | 35.1929 | 34.0743 | 26.9383 | 31.0201
| 2016 | 25.0378 | 21.8065 | 19.719 | 23.2964 | 23.8853 | 25.5259 | 28.868 | 26.8098 | 21.2337 | 19.094 | 19.0557 | 21.5844 | 21.9155 | 26.7527 | 29.9543 | 36.0706 | 36.162 | 42.8991 | 46.8045 | 46.4628 | 33.4939 | 31.9312 | 29.2045 | 23.4315 | 28.375
| 2017 | 25.6728 | 26.3591 | 22.7756 | 22.2342 | 24.1103 | 28.7504 | 33.0513 | 29.648 | 18.216 | 15.426 | 17.3467 | 16.838 | 19.9509 | 25.3661 | 26.0316 | 38.775 | 45.9458 | 61.1921 | 66.7499 | 54.5339 | 37.8076 | 35.6133 | 32.697 | 25.0391 | 31.2554
| 2018 | 32.5813 | 29.57 | 25.7036 | 25.8536 | 26.47 | 28.538 | 32.4519 | 32.8651 | 28.142 | 20.0653 | 20.1301 | 19.1032 | 20.5331 | 24.0666 | 23.0369 | 26.9132 | 35.9433 | 55.921 | 63.7476 | 50.1038 | 44.1062 | 40.1512 | 39.134 | 31.6345 | 32.3652
| 2019 | 36.6446 | 30.8804 | 29.0932 | 29.2025 | 30.7362 | 33.3436 | 37.7338 | 38.4726 | 32.5655 | 24.7577 | 22.583 | 21.6996 | 25.7277 | 28.6098 | 26.495 | 28.6484 | 30.4437 | 53.3319 | 66.1542 | 60.078 | 46.269 | 42.5986 | 46.1285 | 34.9877 | 35.716
| 2020 | 24.2664 | 22.1225 | 21.2655 | 21.2804 | 22.0203 | 22.6716 | 24.4546 | 24.1829 | 18.4402 | 16.16 | 17.3277 | 16.9491 | 16.523 | 18.6311 | 23.3554 | 25.1356 | 27.6734 | 36.9952 | 48.243 | 48.8861 | 37.2033 | 30.0468 | 28.0386 | 25.919 | 25.7413
| Average (calculated from all hourly prices 1/2017-12/2019) | 32.2245 | 29.7111 | 26.7607 | 26.6884 | 28.0387 | 31.0754 | 35.1293 | 35.2377 | 27.6162 | 21.4001 | 20.563 | 19.8754 | 22.7846 | 27.0852 | 25.9926 | 32.4183 | 37.8392 | 56.5848 | 64.9601 | 55.5018 | 43.4679 | 40.1118 | 39.9282 | 31.2621 | 33.844
Median of average
| Average of 12 lowest-priced hours (11pm-6am, 8am-1pm) | 27.1299
| Average of all hours | 33.8611
Tariff: uplift costs
Bid cost recovery, 2017
http://www.caiso.com/Pages/documentsbygroup.aspx?GroupID=274C62FD-A4DB-4AE7-B250-6346B9F42720 | [20 empty] | Raw R Output
Using summary figures reported in report from following month (often differs from previous month; assuming later data is more accurate) | [20 empty] | 2019 | 0 | 36.6446 |  |  |  |  | 32.2245
[21 empty] | 2019 | 1 | 30.8804 |  |  | 2 | 1 | 29.7111
Month | Bid cost recovery total (million) | Total load in month (MWh) | Bid cost recovery per MWh | [17 empty] | 2019 | 2 | 29.0932 |  |  | 3 | 2 | 26.7607
1 | 5.67 | 18653794.3983 | 0.30396 | [17 empty] | 2019 | 3 | 29.2025 |  |  | 4 | 3 | 26.6884
2 | 6.05 | 16199244.6117 | 0.37347 | [17 empty] | 2019 | 4 | 30.7362 |  |  | 5 | 4 | 28.0387
3 | 7.2 | 17249762.5781 | 0.4174 | [17 empty] | 2019 | 5 | 33.3436 |  |  | 6 | 5 | 31.0754
4 | 6.78 | 16779782.498 | 0.40406 | [17 empty] | 2019 | 6 | 37.7338 |  |  | 7 | 6 | 35.1293
5 | 9.07 | 18629506.7392 | 0.48686 | [17 empty] | 2019 | 7 | 38.4726 |  |  | 8 | 7 | 35.2377
6 | 8.53 | 20684633.1298 | 0.41238 | [17 empty] | 2019 | 8 | 32.5655 |  |  | 9 | 8 | 27.6162
7 | 10.82 | 23605012.9349 | 0.45838 | [17 empty] | 2019 | 9 | 24.7577 |  |  | 10 | 9 | 21.4001
8 | 8.81 | 23554067.7778 | 0.37403 | [17 empty] | 2019 | 10 | 22.583 |  |  | 11 | 10 | 20.563
9 | 7.18 | 20870240.5466 | 0.34403 | [17 empty] | 2019 | 11 | 21.6996 |  |  | 12 | 11 | 19.8754
10 | 8.03 | 19105202.6112 | 0.4203 | [17 empty] | 2019 | 12 | 25.7277 |  |  | 13 | 12 | 22.7846
11 | 5.94 | 17341657.2506 | 0.34253 | [17 empty] | 2019 | 13 | 28.6098 |  |  | 14 | 13 | 27.0852
12 | 9.43 | 18381024.9068 | 0.51303 | [17 empty] | 2019 | 14 | 26.495 |  |  | 15 | 14 | 25.9926
Average |  |  | 0.4042 | [17 empty] | 2019 | 15 | 28.6484 |  |  | 16 | 15 | 32.4183
[21 empty] | 2019 | 16 | 30.4437 |  |  | 17 | 16 | 37.8392
[21 empty] | 2019 | 17 | 53.3319 |  |  | 18 | 17 | 56.5848
2017 load | [20 empty] | 2019 | 18 | 66.1542 |  |  | 19 | 18 | 64.9601
http://www.caiso.com/planning/Pages/ReliabilityRequirements/Default.aspx#Historical | [20 empty] | 2019 | 19 | 60.078 |  |  | 20 | 19 | 55.5018
[21 empty] | 2019 | 20 | 46.269 |  |  | 21 | 20 | 43.4679
Dates | CAISO Total | Month | [18 empty] | 2019 | 21 | 42.5986 |  |  | 22 | 21 | 40.1118
2017-01-01 01:00 | 22303.636 | 1 | [18 empty] | 2019 | 22 | 46.1285 |  |  | 23 | 22 | 39.9282
2017-01-01 02:00 | 21323.2495 | 1 | [18 empty] | 2019 | 23 | 34.9877 |  |  | 24 | 23 | 31.2621
2017-01-01 03:00 | 20599.6516 | 1 | [18 empty] | 2020 | 0 | 24.2664
2017-01-01 04:00 | 20111.6247 | 1 | [18 empty] | 2020 | 1 | 22.1225
2017-01-01 05:00 | 19991.9218 | 1 | [18 empty] | 2020 | 2 | 21.2655
2017-01-01 06:00 | 20407.4502 | 1 | [18 empty] | 2020 | 3 | 21.2804
2017-01-01 07:00 | 21097.7611 | 1 | [18 empty] | 2020 | 4 | 22.0203
2017-01-01 08:00 | 21456.422 | 1 | [18 empty] | 2020 | 5 | 22.6716
2017-01-01 09:00 | 21584.9008 | 1 | [18 empty] | 2020 | 6 | 24.4546
2017-01-01 10:00 | 21537.2019 | 1 | [18 empty] | 2020 | 7 | 24.1829
2017-01-01 11:00 | 21398.0609 | 1 | [18 empty] | 2020 | 8 | 18.4402
2017-01-01 12:00 | 21199.1273 | 1 | [18 empty] | 2020 | 9 | 16.16
2017-01-01 13:00 | 21071.7825 | 1 | [18 empty] | 2020 | 10 | 17.3277
2017-01-01 14:00 | 21135.4503 | 1 | [18 empty] | 2020 | 11 | 16.9491
2017-01-01 15:00 | 21507.9363 | 1 | [18 empty] | 2020 | 12 | 16.523
2017-01-01 16:00 | 22106.6683 | 1 | [18 empty] | 2020 | 13 | 18.6311
2017-01-01 17:00 | 23163.5574 | 1 | [18 empty] | 2020 | 14 | 23.3554
2017-01-01 18:00 | 25999.1176 | 1 | [18 empty] | 2020 | 15 | 25.1356
2017-01-01 19:00 | 26601.4958 | 1 | [18 empty] | 2020 | 16 | 27.6734
2017-01-01 20:00 | 26407.332 | 1 | [18 empty] | 2020 | 17 | 36.9952
2017-01-01 21:00 | 25908.9762 | 1 | [18 empty] | 2020 | 18 | 48.243
2017-01-01 22:00 | 24925.7478 | 1 | [18 empty] | 2020 | 19 | 48.8861
2017-01-01 23:00 | 23565.4844 | 1 | [18 empty] | 2020 | 20 | 37.2033
2017-01-02 | 22259.821 | 1 | [18 empty] | 2020 | 21 | 30.0468
2017-01-02 01:00 | 21171.3297 | 1 | [18 empty] | 2020 | 22 | 28.0386
2017-01-02 02:00 | 20353.4076 | 1 | [18 empty] | 2020 | 23 | 25.919
2017-01-02 03:00 | 19897.9059 | 1
2017-01-02 04:00 | 19751.7037 | 1
2017-01-02 05:00 | 20054.0269 | 1
2017-01-02 06:00 | 20847.2908 | 1
2017-01-02 07:00 | 21998.3762 | 1
2017-01-02 08:00 | 22725.5113 | 1
2017-01-02 09:00 | 23418.3541 | 1
2017-01-02 10:00 | 23904.358 | 1
2017-01-02 11:00 | 24358.1799 | 1
2017-01-02 12:00 | 24431.5036 | 1
2017-01-02 13:00 | 24213.1144 | 1
2017-01-02 14:00 | 23925.3786 | 1
2017-01-02 15:00 | 23869.677 | 1
2017-01-02 16:00 | 23830.7131 | 1
2017-01-02 17:00 | 25319.848 | 1
2017-01-02 18:00 | 28114.654 | 1
2017-01-02 19:00 | 28548.9311 | 1
2017-01-02 20:00 | 28182.6183 | 1
2017-01-02 21:00 | 27443.3711 | 1
2017-01-02 22:00 | 26202.4807 | 1
2017-01-02 23:00 | 24480.7881 | 1
2017-01-03 | 22833.4906 | 1
2017-01-03 01:00 | 21637.9058 | 1
2017-01-03 02:00 | 20797.1108 | 1
2017-01-03 03:00 | 20453.8469 | 1
2017-01-03 04:00 | 20424.6151 | 1
2017-01-03 05:00 | 21003.6242 | 1
2017-01-03 06:00 | 22354.5143 | 1
2017-01-03 07:00 | 24611.8723 | 1
2017-01-03 08:00 | 26133.3469 | 1
2017-01-03 09:00 | 26673.541 | 1
2017-01-03 10:00 | 26792.6684 | 1
2017-01-03 11:00 | 26822.5172 | 1
2017-01-03 12:00 | 26710.5786 | 1
2017-01-03 13:00 | 26641.154 | 1
2017-01-03 14:00 | 26652.5723 | 1
2017-01-03 15:00 | 26807.1167 | 1
2017-01-03 16:00 | 27008.4868 | 1
2017-01-03 17:00 | 28131.9467 | 1
2017-01-03 18:00 | 30178.3307 | 1
2017-01-03 19:00 | 30513.6957 | 1
2017-01-03 20:00 | 29909.2031 | 1
2017-01-03 21:00 | 29157.3651 | 1
2017-01-03 22:00 | 27582.3767 | 1
2017-01-03 23:00 | 25458.1862 | 1
2017-01-04 | 23509.8226 | 1
2017-01-04 01:00 | 22247.6704 | 1
2017-01-04 02:00 | 21563.9075 | 1
2017-01-04 03:00 | 21059.909 | 1
2017-01-04 04:00 | 20999.941 | 1
2017-01-04 05:00 | 21496.1528 | 1
2017-01-04 06:00 | 22702.1938 | 1
2017-01-04 07:00 | 24772.7985 | 1
2017-01-04 08:00 | 25955.3742 | 1
2017-01-04 09:00 | 26265.0793 | 1
2017-01-04 10:00 | 26294.4112 | 1
2017-01-04 11:00 | 26245.7823 | 1
2017-01-04 12:00 | 26033.6074 | 1
2017-01-04 13:00 | 25866.4477 | 1
2017-01-04 14:00 | 25906.2542 | 1
2017-01-04 15:00 | 25933.9958 | 1
2017-01-04 16:00 | 26224.4666 | 1
2017-01-04 17:00 | 27253.2517 | 1
2017-01-04 18:00 | 29518.0491 | 1
2017-01-04 19:00 | 29700.907 | 1
2017-01-04 20:00 | 29227.9086 | 1
2017-01-04 21:00 | 28357.345 | 1
2017-01-04 22:00 | 26879.261 | 1
2017-01-04 23:00 | 24968.1506 | 1
2017-01-05 | 23221.8984 | 1
2017-01-05 01:00 | 22021.4167 | 1
2017-01-05 02:00 | 21232.2195 | 1
2017-01-05 03:00 | 20776.6335 | 1
2017-01-05 04:00 | 20625.0899 | 1
2017-01-05 05:00 | 21107.9352 | 1
2017-01-05 06:00 | 22317.7451 | 1
2017-01-05 07:00 | 24332.5246 | 1
2017-01-05 08:00 | 25897.694 | 1
2017-01-05 09:00 | 26355.1732 | 1
2017-01-05 10:00 | 26380.7645 | 1
2017-01-05 11:00 | 26264.1608 | 1
2017-01-05 12:00 | 25861.1792 | 1
2017-01-05 13:00 | 25449.3042 | 1
2017-01-05 14:00 | 25221.9195 | 1
2017-01-05 15:00 | 25334.2975 | 1
2017-01-05 16:00 | 25487.0342 | 1
2017-01-05 17:00 | 26747.0423 | 1
2017-01-05 18:00 | 29259.1309 | 1
2017-01-05 19:00 | 29647.5003 | 1
2017-01-05 20:00 | 29308.9823 | 1
2017-01-05 21:00 | 28562.8627 | 1
2017-01-05 22:00 | 27105.072 | 1
2017-01-05 23:00 | 25179.3293 | 1
2017-01-06 | 23432.5323 | 1
2017-01-06 01:00 | 22488.3333 | 1
2017-01-06 02:00 | 21952.7964 | 1
2017-01-06 03:00 | 21498.7468 | 1
2017-01-06 04:00 | 21472.152 | 1
2017-01-06 05:00 | 22149.1874 | 1
2017-01-06 06:00 | 23439.6494 | 1
2017-01-06 07:00 | 25611.2293 | 1
2017-01-06 08:00 | 26868.7842 | 1
2017-01-06 09:00 | 26863.7322 | 1
2017-01-06 10:00 | 26318.744 | 1
2017-01-06 11:00 | 25642.7381 | 1
2017-01-06 12:00 | 25309.259 | 1
2017-01-06 13:00 | 24884.2784 | 1
2017-01-06 14:00 | 24876.3766 | 1
2017-01-06 15:00 | 25247.3189 | 1
2017-01-06 16:00 | 25441.132 | 1
2017-01-06 17:00 | 26675.4913 | 1
2017-01-06 18:00 | 29228.1452 | 1
2017-01-06 19:00 | 29529.2839 | 1
2017-01-06 20:00 | 28980.2725 | 1
2017-01-06 21:00 | 28262.7166 | 1
2017-01-06 22:00 | 27084.3359 | 1
2017-01-06 23:00 | 25462.2979 | 1
2017-01-07 | 23778.9729 | 1
2017-01-07 01:00 | 22778.2493 | 1
2017-01-07 02:00 | 21825.5157 | 1
2017-01-07 03:00 | 21247.3695 | 1
2017-01-07 04:00 | 21039.9996 | 1
2017-01-07 05:00 | 21163.5022 | 1
2017-01-07 06:00 | 21796.5608 | 1
2017-01-07 07:00 | 22856.1099 | 1
2017-01-07 08:00 | 23598.2858 | 1
2017-01-07 09:00 | 24447.0088 | 1
2017-01-07 10:00 | 25027.3939 | 1
2017-01-07 11:00 | 25218.8268 | 1
2017-01-07 12:00 | 24971.2588 | 1
2017-01-07 13:00 | 24532.7464 | 1
2017-01-07 14:00 | 24290.9954 | 1
2017-01-07 15:00 | 24152.8849 | 1
2017-01-07 16:00 | 24159.1834 | 1
2017-01-07 17:00 | 25156.98 | 1
2017-01-07 18:00 | 27380.5423 | 1
2017-01-07 19:00 | 27520.8046 | 1
2017-01-07 20:00 | 26998.5281 | 1
2017-01-07 21:00 | 26305.6825 | 1
2017-01-07 22:00 | 25268.4542 | 1
2017-01-07 23:00 | 23794.7032 | 1
2017-01-08 | 22365.0524 | 1
2017-01-08 01:00 | 21387.7764 | 1
2017-01-08 02:00 | 20648.0661 | 1
2017-01-08 03:00 | 20080.0392 | 1
2017-01-08 04:00 | 19740.1789 | 1
2017-01-08 05:00 | 19738.1328 | 1
2017-01-08 06:00 | 20135.1731 | 1
2017-01-08 07:00 | 20923.8291 | 1
2017-01-08 08:00 | 21281.6191 | 1
2017-01-08 09:00 | 21807.4807 | 1
2017-01-08 10:00 | 22191.2831 | 1
2017-01-08 11:00 | 22530.2521 | 1
2017-01-08 12:00 | 22808.9554 | 1
2017-01-08 13:00 | 22847.18 | 1
2017-01-08 14:00 | 22876.4961 | 1
2017-01-08 15:00 | 23216.6406 | 1
2017-01-08 16:00 | 23587.5524 | 1
2017-01-08 17:00 | 24480.5338 | 1
2017-01-08 18:00 | 26797.6246 | 1
2017-01-08 19:00 | 27045.4353 | 1
2017-01-08 20:00 | 26545.3651 | 1
2017-01-08 21:00 | 25711.3729 | 1
2017-01-08 22:00 | 24402.9952 | 1
2017-01-08 23:00 | 22761.0451 | 1
2017-01-09 | 21174.5285 | 1
2017-01-09 01:00 | 20179.2128 | 1
2017-01-09 02:00 | 19818.8772 | 1
2017-01-09 03:00 | 19715.1639 | 1
2017-01-09 04:00 | 20033.1696 | 1
2017-01-09 05:00 | 20643.9905 | 1
2017-01-09 06:00 | 21873.0463 | 1
2017-01-09 07:00 | 24161.3881 | 1
2017-01-09 08:00 | 26002.3411 | 1
2017-01-09 09:00 | 26560.9055 | 1
2017-01-09 10:00 | 26960.5561 | 1
2017-01-09 11:00 | 26947.9536 | 1
2017-01-09 12:00 | 26595.8265 | 1
2017-01-09 13:00 | 26097.5983 | 1
2017-01-09 14:00 | 25992.3062 | 1
2017-01-09 15:00 | 26257.14 | 1
2017-01-09 16:00 | 26271.423 | 1
2017-01-09 17:00 | 27036.7891 | 1
2017-01-09 18:00 | 29368.2528 | 1
2017-01-09 19:00 | 29638.8808 | 1
2017-01-09 20:00 | 29038.1904 | 1
2017-01-09 21:00 | 28136.0676 | 1
2017-01-09 22:00 | 26545.5291 | 1
2017-01-09 23:00 | 24419.0918 | 1
2017-01-10 | 22670.7713 | 1
2017-01-10 01:00 | 21624.4058 | 1
2017-01-10 02:00 | 21133.0689 | 1
2017-01-10 03:00 | 21033.8573 | 1
2017-01-10 04:00 | 20992.6138 | 1
2017-01-10 05:00 | 21519.9344 | 1
2017-01-10 06:00 | 22675.1116 | 1
2017-01-10 07:00 | 24930.0645 | 1
2017-01-10 08:00 | 26596.1427 | 1
2017-01-10 09:00 | 26946.3735 | 1
2017-01-10 10:00 | 27178.4531 | 1
2017-01-10 11:00 | 27289.8644 | 1
2017-01-10 12:00 | 27150.724 | 1
2017-01-10 13:00 | 26913.1957 | 1
2017-01-10 14:00 | 26797.6731 | 1
2017-01-10 15:00 | 26845.2672 | 1
2017-01-10 16:00 | 27162.2276 | 1
2017-01-10 17:00 | 28078.1418 | 1
2017-01-10 18:00 | 30011.5627 | 1
2017-01-10 19:00 | 30158.661 | 1
2017-01-10 20:00 | 29568.7369 | 1
2017-01-10 21:00 | 28579.4317 | 1
2017-01-10 22:00 | 26987.7901 | 1
2017-01-10 23:00 | 25117.4903 | 1
2017-01-11 | 23341.5916 | 1
2017-01-11 01:00 | 22084.9457 | 1
2017-01-11 02:00 | 21398.992 | 1
2017-01-11 03:00 | 21022.9414 | 1
2017-01-11 04:00 | 21043.2378 | 1
2017-01-11 05:00 | 21477.2886 | 1
2017-01-11 06:00 | 22754.8062 | 1
2017-01-11 07:00 | 24938.0434 | 1
2017-01-11 08:00 | 26577.8982 | 1
2017-01-11 09:00 | 26671.2347 | 1
2017-01-11 10:00 | 26527.3985 | 1
2017-01-11 11:00 | 26220.2365 | 1
2017-01-11 12:00 | 25874.7743 | 1
2017-01-11 13:00 | 25600.2424 | 1
2017-01-11 14:00 | 25434.0095 | 1
2017-01-11 15:00 | 25549.2487 | 1
2017-01-11 16:00 | 25872.5709 | 1
2017-01-11 17:00 | 26845.1989 | 1
2017-01-11 18:00 | 29210.1837 | 1
2017-01-11 19:00 | 29692.2254 | 1
2017-01-11 20:00 | 29169.1081 | 1
2017-01-11 21:00 | 28407.752 | 1
2017-01-11 22:00 | 27002.0037 | 1
2017-01-11 23:00 | 24920.1707 | 1
2017-01-12 | 23015.8028 | 1
2017-01-12 01:00 | 22074.0224 | 1
2017-01-12 02:00 | 21492.4247 | 1
2017-01-12 03:00 | 20972.3578 | 1
2017-01-12 04:00 | 20938.2638 | 1
2017-01-12 05:00 | 21484.338 | 1
2017-01-12 06:00 | 22904.8965 | 1
2017-01-12 07:00 | 25387.779 | 1
2017-01-12 08:00 | 27018.0651 | 1
2017-01-12 09:00 | 27300.8331 | 1
2017-01-12 10:00 | 27633.9819 | 1
2017-01-12 11:00 | 27741.34 | 1
2017-01-12 12:00 | 27622.1729 | 1
2017-01-12 13:00 | 27429.6432 | 1
2017-01-12 14:00 | 27090.0814 | 1
2017-01-12 15:00 | 26923.013 | 1
2017-01-12 16:00 | 27061.7771 | 1
2017-01-12 17:00 | 27939.8953 | 1
2017-01-12 18:00 | 30071.6204 | 1
2017-01-12 19:00 | 30617.2953 | 1
2017-01-12 20:00 | 30104.122 | 1
2017-01-12 21:00 | 29090.5417 | 1
2017-01-12 22:00 | 27665.8349 | 1
2017-01-12 23:00 | 25753.5944 | 1
2017-01-13 | 23822.9726 | 1
2017-01-13 01:00 | 22749.7508 | 1
2017-01-13 02:00 | 22132.7485 | 1
2017-01-13 03:00 | 21734.7507 | 1
2017-01-13 04:00 | 21637.5726 | 1
2017-01-13 05:00 | 22126.95 | 1
2017-01-13 06:00 | 23384.4143 | 1
2017-01-13 07:00 | 26155.3397 | 1
2017-01-13 08:00 | 27743.7373 | 1
2017-01-13 09:00 | 27688.865 | 1
2017-01-13 10:00 | 27327.8189 | 1
2017-01-13 11:00 | 26875.4797 | 1
2017-01-13 12:00 | 26323.5622 | 1
2017-01-13 13:00 | 25884.884 | 1
2017-01-13 14:00 | 25588.5376 | 1
2017-01-13 15:00 | 25482.1308 | 1
2017-01-13 16:00 | 25787.9222 | 1
2017-01-13 17:00 | 26857.7934 | 1
2017-01-13 18:00 | 29129.4356 | 1
2017-01-13 19:00 | 29580.3507 | 1
2017-01-13 20:00 | 29072.1845 | 1
2017-01-13 21:00 | 28370.227 | 1
2017-01-13 22:00 | 27184.0954 | 1
2017-01-13 23:00 | 25553.2949 | 1
2017-01-14 | 24017.919 | 1
2017-01-14 01:00 | 22642.1286 | 1
2017-01-14 02:00 | 21944.3366 | 1
2017-01-14 03:00 | 21618.1278 | 1
2017-01-14 04:00 | 21364.3153 | 1
2017-01-14 05:00 | 21481.1968 | 1
2017-01-14 06:00 | 22041.0353 | 1
2017-01-14 07:00 | 22857.3662 | 1
2017-01-14 08:00 | 23463.5637 | 1
2017-01-14 09:00 | 23797.8537 | 1
2017-01-14 10:00 | 23527.5185 | 1
2017-01-14 11:00 | 23081.4463 | 1
2017-01-14 12:00 | 22836.2158 | 1
2017-01-14 13:00 | 22740.6363 | 1
2017-01-14 14:00 | 22753.9971 | 1
2017-01-14 15:00 | 22795.5532 | 1
2017-01-14 16:00 | 22889.0029 | 1
2017-01-14 17:00 | 24164.6175 | 1
2017-01-14 18:00 | 26884.1551 | 1
2017-01-14 19:00 | 27598.141 | 1
2017-01-14 20:00 | 27290.7968 | 1
2017-01-14 21:00 | 26665.7981 | 1
2017-01-14 22:00 | 25652.2443 | 1
2017-01-14 23:00 | 24286.6064 | 1
2017-01-15 | 22929.5291 | 1
2017-01-15 01:00 | 21824.7787 | 1
2017-01-15 02:00 | 21137.9345 | 1
2017-01-15 03:00 | 20823.3356 | 1
2017-01-15 04:00 | 20608.5401 | 1
2017-01-15 05:00 | 20725.6073 | 1
2017-01-15 06:00 | 21218.7818 | 1
2017-01-15 07:00 | 22091.5438 | 1
2017-01-15 08:00 | 22604.9676 | 1
2017-01-15 09:00 | 23078.7807 | 1
2017-01-15 10:00 | 23265.5177 | 1
2017-01-15 11:00 | 23521.0699 | 1
2017-01-15 12:00 | 23290.0744 | 1
2017-01-15 13:00 | 22900.689 | 1
2017-01-15 14:00 | 22625.7117 | 1
2017-01-15 15:00 | 22740.7109 | 1
2017-01-15 16:00 | 22725.5287 | 1
2017-01-15 17:00 | 23758.6794 | 1
2017-01-15 18:00 | 26629.862 | 1
2017-01-15 19:00 | 27530.5937 | 1
2017-01-15 20:00 | 27280.6623 | 1
2017-01-15 21:00 | 26730.9234 | 1
2017-01-15 22:00 | 25772.7683 | 1
2017-01-15 23:00 | 24326.5852 | 1
2017-01-16 | 22932.1708 | 1
2017-01-16 01:00 | 22048.8134 | 1
2017-01-16 02:00 | 21310.9971 | 1
2017-01-16 03:00 | 20946.2913 | 1
2017-01-16 04:00 | 20969.8471 | 1
2017-01-16 05:00 | 21522.7266 | 1
2017-01-16 06:00 | 22764.6323 | 1
2017-01-16 07:00 | 24622.7104 | 1
2017-01-16 08:00 | 25771.1831 | 1
2017-01-16 09:00 | 26331.116 | 1
2017-01-16 10:00 | 26315.9827 | 1
2017-01-16 11:00 | 25902.8692 | 1
2017-01-16 12:00 | 25359.468 | 1
2017-01-16 13:00 | 24884.7828 | 1
2017-01-16 14:00 | 24559.3939 | 1
2017-01-16 15:00 | 24914.0523 | 1
2017-01-16 16:00 | 25329.7075 | 1
2017-01-16 17:00 | 26338.2665 | 1
2017-01-16 18:00 | 29167.947 | 1
2017-01-16 19:00 | 30108.9883 | 1
2017-01-16 20:00 | 29751.243 | 1
2017-01-16 21:00 | 28968.6536 | 1
2017-01-16 22:00 | 27532.7248 | 1
2017-01-16 23:00 | 25424.465 | 1
2017-01-17 | 23656.1132 | 1
2017-01-17 01:00 | 22475.0973 | 1
2017-01-17 02:00 | 22025.5588 | 1
2017-01-17 03:00 | 21852.4618 | 1
2017-01-17 04:00 | 21885.4854 | 1
2017-01-17 05:00 | 22487.3756 | 1
2017-01-17 06:00 | 24045.1565 | 1
2017-01-17 07:00 | 26877.4237 | 1
2017-01-17 08:00 | 28190.2994 | 1
2017-01-17 09:00 | 27918.9043 | 1
2017-01-17 10:00 | 27342.6667 | 1
2017-01-17 11:00 | 27249.7613 | 1
2017-01-17 12:00 | 26503.498 | 1
2017-01-17 13:00 | 26024.1301 | 1
2017-01-17 14:00 | 25823.7829 | 1
2017-01-17 15:00 | 25989.1613 | 1
2017-01-17 16:00 | 26242.0004 | 1
2017-01-17 17:00 | 26978.2902 | 1
2017-01-17 18:00 | 29643.4058 | 1
2017-01-17 19:00 | 30426.4511 | 1
2017-01-17 20:00 | 30107.7028 | 1
2017-01-17 21:00 | 29304.7571 | 1
2017-01-17 22:00 | 27801.4 | 1
2017-01-17 23:00 | 25628.2326 | 1
2017-01-18 | 23900.9425 | 1
2017-01-18 01:00 | 22966.0864 | 1
2017-01-18 02:00 | 22259.6715 | 1
2017-01-18 03:00 | 21822.1336 | 1
2017-01-18 04:00 | 21749.3157 | 1
2017-01-18 05:00 | 22364.3743 | 1
2017-01-18 06:00 | 23694.6958 | 1
2017-01-18 07:00 | 26340.7237 | 1
2017-01-18 08:00 | 27895.9948 | 1
2017-01-18 09:00 | 27851.7693 | 1
2017-01-18 10:00 | 27744.3531 | 1
2017-01-18 11:00 | 28120.4028 | 1
2017-01-18 12:00 | 27905.1487 | 1
2017-01-18 13:00 | 27909.7863 | 1
2017-01-18 14:00 | 28033.7132 | 1
2017-01-18 15:00 | 27956.1919 | 1
2017-01-18 16:00 | 27692.4271 | 1
2017-01-18 17:00 | 28571.975 | 1
2017-01-18 18:00 | 30667.7013 | 1
2017-01-18 19:00 | 31003.2439 | 1
2017-01-18 20:00 | 30279.3528 | 1
2017-01-18 21:00 | 29181.0033 | 1
2017-01-18 22:00 | 27411.782 | 1
2017-01-18 23:00 | 25340.0997 | 1
2017-01-19 | 23768.3331 | 1
2017-01-19 01:00 | 22609.3659 | 1
2017-01-19 02:00 | 22080.3049 | 1
2017-01-19 03:00 | 21696.2129 | 1
2017-01-19 04:00 | 21665.7357 | 1
2017-01-19 05:00 | 21970.4873 | 1
2017-01-19 06:00 | 23082.3499 | 1
2017-01-19 07:00 | 25887.9809 | 1
2017-01-19 08:00 | 27548.9314 | 1
2017-01-19 09:00 | 27533.4747 | 1
2017-01-19 10:00 | 27322.5374 | 1
2017-01-19 11:00 | 26734.1536 | 1
2017-01-19 12:00 | 26090.4442 | 1
2017-01-19 13:00 | 25916.3242 | 1
2017-01-19 14:00 | 25935.6971 | 1
2017-01-19 15:00 | 25876.2985 | 1
2017-01-19 16:00 | 25888.1524 | 1
2017-01-19 17:00 | 26896.3601 | 1
2017-01-19 18:00 | 29340.9373 | 1
2017-01-19 19:00 | 30103.5016 | 1
2017-01-19 20:00 | 29723.4633 | 1
2017-01-19 21:00 | 28889.5445 | 1
2017-01-19 22:00 | 27339.2001 | 1
2017-01-19 23:00 | 25250.0468 | 1
2017-01-20 | 23843.5062 | 1
2017-01-20 01:00 | 22582.4892 | 1
2017-01-20 02:00 | 21859.2048 | 1
2017-01-20 03:00 | 21392.6192 | 1
2017-01-20 04:00 | 21344.0462 | 1
2017-01-20 05:00 | 21919.305 | 1
2017-01-20 06:00 | 23081.2137 | 1
2017-01-20 07:00 | 25824.7169 | 1
2017-01-20 08:00 | 27694.6191 | 1
2017-01-20 09:00 | 28207.0121 | 1
2017-01-20 10:00 | 28321.6342 | 1
2017-01-20 11:00 | 28787.5932 | 1
2017-01-20 12:00 | 28784.6518 | 1
2017-01-20 13:00 | 28332.4558 | 1
2017-01-20 14:00 | 27883.1532 | 1
2017-01-20 15:00 | 27491.2666 | 1
2017-01-20 16:00 | 27313.7238 | 1
2017-01-20 17:00 | 28311.9922 | 1
2017-01-20 18:00 | 30134.0437 | 1
2017-01-20 19:00 | 30382.6496 | 1
2017-01-20 20:00 | 29685.982 | 1
2017-01-20 21:00 | 28782.0072 | 1
2017-01-20 22:00 | 27473.2522 | 1
2017-01-20 23:00 | 26227.3675 | 1
2017-01-21 | 24381.3923 | 1
2017-01-21 01:00 | 23029.0142 | 1
2017-01-21 02:00 | 22081.8289 | 1
2017-01-21 03:00 | 21607.7649 | 1
2017-01-21 04:00 | 21369.7126 | 1
2017-01-21 05:00 | 21487.1498 | 1
2017-01-21 06:00 | 22073.0394 | 1
2017-01-21 07:00 | 22867.4363 | 1
2017-01-21 08:00 | 23488.8818 | 1
2017-01-21 09:00 | 23823.8386 | 1
2017-01-21 10:00 | 23632.594 | 1
2017-01-21 11:00 | 23686.5956 | 1
2017-01-21 12:00 | 23358.8997 | 1
2017-01-21 13:00 | 23153.2196 | 1
2017-01-21 14:00 | 23216.978 | 1
2017-01-21 15:00 | 23502.5469 | 1
2017-01-21 16:00 | 23594.9644 | 1
2017-01-21 17:00 | 24564.7939 | 1
2017-01-21 18:00 | 27010.196 | 1
2017-01-21 19:00 | 27642.4093 | 1
2017-01-21 20:00 | 27264.0449 | 1
2017-01-21 21:00 | 26780.1535 | 1
2017-01-21 22:00 | 25806.408 | 1
2017-01-21 23:00 | 24506.2628 | 1
2017-01-22 | 23212.3691 | 1
2017-01-22 01:00 | 22405.0759 | 1
2017-01-22 02:00 | 21419.3155 | 1
2017-01-22 03:00 | 21045.6849 | 1
2017-01-22 04:00 | 20846.3185 | 1
2017-01-22 05:00 | 20922.8706 | 1
2017-01-22 06:00 | 21329.7861 | 1
2017-01-22 07:00 | 21979.4605 | 1
2017-01-22 08:00 | 22676.7318 | 1
2017-01-22 09:00 | 23660.3167 | 1
2017-01-22 10:00 | 24359.0632 | 1
2017-01-22 11:00 | 24653.8374 | 1
2017-01-22 12:00 | 24704.8913 | 1
2017-01-22 13:00 | 25080.568 | 1
2017-01-22 14:00 | 25549.8032 | 1
2017-01-22 15:00 | 25825.3412 | 1
2017-01-22 16:00 | 25923.8697 | 1
2017-01-22 17:00 | 26624.5685 | 1
2017-01-22 18:00 | 28521.3644 | 1
2017-01-22 19:00 | 28985.3926 | 1
2017-01-22 20:00 | 28562.7523 | 1
2017-01-22 21:00 | 27615.2232 | 1
2017-01-22 22:00 | 26273.3162 | 1
2017-01-22 23:00 | 24617.3865 | 1
2017-01-23 | 23085.4105 | 1
2017-01-23 01:00 | 21871.9747 | 1
2017-01-23 02:00 | 21166.3505 | 1
2017-01-23 03:00 | 20873.2415 | 1
2017-01-23 04:00 | 20954.0658 | 1
2017-01-23 05:00 | 21605.3049 | 1
2017-01-23 06:00 | 22972.4779 | 1
2017-01-23 07:00 | 25800.2498 | 1
2017-01-23 08:00 | 27393.275 | 1
2017-01-23 09:00 | 27741.1167 | 1
2017-01-23 10:00 | 27673.6008 | 1
2017-01-23 11:00 | 27523.8013 | 1
2017-01-23 12:00 | 27533.5809 | 1
2017-01-23 13:00 | 27301.995 | 1
2017-01-23 14:00 | 26881.4901 | 1
2017-01-23 15:00 | 26595.471 | 1
2017-01-23 16:00 | 26815.5931 | 1
2017-01-23 17:00 | 27654.0815 | 1
2017-01-23 18:00 | 30262.8408 | 1
2017-01-23 19:00 | 31291.3563 | 1
2017-01-23 20:00 | 30878.3385 | 1
2017-01-23 21:00 | 30082.6159 | 1
2017-01-23 22:00 | 28410.6622 | 1
2017-01-23 23:00 | 26293.7522 | 1
2017-01-24 | 24409.7738 | 1
2017-01-24 01:00 | 23550.0603 | 1
2017-01-24 02:00 | 22806.4592 | 1
2017-01-24 03:00 | 22391.5274 | 1
2017-01-24 04:00 | 22373.5467 | 1
2017-01-24 05:00 | 23072.5686 | 1
2017-01-24 06:00 | 24749.0722 | 1
2017-01-24 07:00 | 27387.4141 | 1
2017-01-24 08:00 | 28777.4494 | 1
2017-01-24 09:00 | 28291.3826 | 1
2017-01-24 10:00 | 27523.5555 | 1
2017-01-24 11:00 | 26988.7153 | 1
2017-01-24 12:00 | 26352.7688 | 1
2017-01-24 13:00 | 25894.5562 | 1
2017-01-24 14:00 | 25688.5481 | 1
2017-01-24 15:00 | 25559.5775 | 1
2017-01-24 16:00 | 25888.8506 | 1
2017-01-24 17:00 | 26840.3719 | 1
2017-01-24 18:00 | 29662.3743 | 1
2017-01-24 19:00 | 30934.9228 | 1
2017-01-24 20:00 | 30714.7165 | 1
2017-01-24 21:00 | 30064.2788 | 1
2017-01-24 22:00 | 28568.5653 | 1
2017-01-24 23:00 | 26610.7778 | 1
2017-01-25 | 25082.9762 | 1
2017-01-25 01:00 | 23737.3214 | 1
2017-01-25 02:00 | 22918.1236 | 1
2017-01-25 03:00 | 22557.0307 | 1
2017-01-25 04:00 | 22528.4021 | 1
2017-01-25 05:00 | 23083.2906 | 1
2017-01-25 06:00 | 24801.7869 | 1
2017-01-25 07:00 | 27742.2125 | 1
2017-01-25 08:00 | 29016.9868 | 1
2017-01-25 09:00 | 28413.6859 | 1
2017-01-25 10:00 | 27429.0528 | 1
2017-01-25 11:00 | 26785.0487 | 1
2017-01-25 12:00 | 26312.4822 | 1
2017-01-25 13:00 | 25729.5411 | 1
2017-01-25 14:00 | 25588.7283 | 1
2017-01-25 15:00 | 25557.5359 | 1
2017-01-25 16:00 | 25461.2216 | 1
2017-01-25 17:00 | 26526.2424 | 1
2017-01-25 18:00 | 29549.1696 | 1
2017-01-25 19:00 | 30876.9043 | 1
2017-01-25 20:00 | 30679.6863 | 1
2017-01-25 21:00 | 30066.9343 | 1
2017-01-25 22:00 | 28693.8662 | 1
2017-01-25 23:00 | 26770.3585 | 1
2017-01-26 | 24946.2573 | 1
2017-01-26 01:00 | 23548.8974 | 1
2017-01-26 02:00 | 22840.0771 | 1
2017-01-26 03:00 | 22485.6847 | 1
2017-01-26 04:00 | 22417.5292 | 1
2017-01-26 05:00 | 23077.4781 | 1
2017-01-26 06:00 | 24716.6836 | 1
2017-01-26 07:00 | 27625.3671 | 1
2017-01-26 08:00 | 28957.767 | 1
2017-01-26 09:00 | 28478.4693 | 1
2017-01-26 10:00 | 27539.359 | 1
2017-01-26 11:00 | 26564.8336 | 1
2017-01-26 12:00 | 25954.6555 | 1
2017-01-26 13:00 | 25424.5216 | 1
2017-01-26 14:00 | 25310.9991 | 1
2017-01-26 15:00 | 25583.3899 | 1
2017-01-26 16:00 | 25696.6435 | 1
2017-01-26 17:00 | 26640.134 | 1
2017-01-26 18:00 | 29279.2877 | 1
2017-01-26 19:00 | 30676.4417 | 1
2017-01-26 20:00 | 30489.8454 | 1
2017-01-26 21:00 | 29882.4164 | 1
2017-01-26 22:00 | 28480.7733 | 1
2017-01-26 23:00 | 26335.3182 | 1
2017-01-27 | 24556.5147 | 1
2017-01-27 01:00 | 23388.9348 | 1
2017-01-27 02:00 | 22556.0413 | 1
2017-01-27 03:00 | 22184.4352 | 1
2017-01-27 04:00 | 22131.3597 | 1
2017-01-27 05:00 | 22831.8527 | 1
2017-01-27 06:00 | 24474.0031 | 1
2017-01-27 07:00 | 27084.4253 | 1
2017-01-27 08:00 | 28261.2127 | 1
2017-01-27 09:00 | 27745.7424 | 1
2017-01-27 10:00 | 26844.3566 | 1
2017-01-27 11:00 | 26336.3314 | 1
2017-01-27 12:00 | 25695.788 | 1
2017-01-27 13:00 | 25107.7415 | 1
2017-01-27 14:00 | 24999.8305 | 1
2017-01-27 15:00 | 25038.0776 | 1
2017-01-27 16:00 | 25393.3201 | 1
2017-01-27 17:00 | 26108.0461 | 1
2017-01-27 18:00 | 28544.8934 | 1
2017-01-27 19:00 | 29707.6676 | 1
2017-01-27 20:00 | 29441.1996 | 1
2017-01-27 21:00 | 28821.6949 | 1
2017-01-27 22:00 | 27782.1652 | 1
2017-01-27 23:00 | 26149.4482 | 1
2017-01-28 | 24489.3514 | 1
2017-01-28 01:00 | 23245.7784 | 1
2017-01-28 02:00 | 22580.6982 | 1
2017-01-28 03:00 | 22044.4886 | 1
2017-01-28 04:00 | 21863.1936 | 1
2017-01-28 05:00 | 22083.8548 | 1
2017-01-28 06:00 | 22846.5292 | 1
2017-01-28 07:00 | 24057.219 | 1
2017-01-28 08:00 | 24571.9392 | 1
2017-01-28 09:00 | 24579.3743 | 1
2017-01-28 10:00 | 24194.8238 | 1
2017-01-28 11:00 | 23638.3144 | 1
2017-01-28 12:00 | 22849.7884 | 1
2017-01-28 13:00 | 22248.7657 | 1
2017-01-28 14:00 | 21969.703 | 1
2017-01-28 15:00 | 22048.1346 | 1
2017-01-28 16:00 | 22288.0235 | 1
2017-01-28 17:00 | 23423.5793 | 1
2017-01-28 18:00 | 25964.7863 | 1
2017-01-28 19:00 | 27311.0216 | 1
2017-01-28 20:00 | 27042.5607 | 1
2017-01-28 21:00 | 26646.7902 | 1
2017-01-28 22:00 | 25843.6287 | 1
2017-01-28 23:00 | 24532.1831 | 1
2017-01-29 | 23287.1612 | 1
2017-01-29 01:00 | 22434.2228 | 1
2017-01-29 02:00 | 21700.3909 | 1
2017-01-29 03:00 | 21219.5077 | 1
2017-01-29 04:00 | 21031.5552 | 1
2017-01-29 05:00 | 21375.7481 | 1
2017-01-29 06:00 | 22054.6441 | 1
2017-01-29 07:00 | 23050.1544 | 1
2017-01-29 08:00 | 23170.0718 | 1
2017-01-29 09:00 | 23036.0367 | 1
2017-01-29 10:00 | 22651.6943 | 1
2017-01-29 11:00 | 22293.7079 | 1
2017-01-29 12:00 | 21780.3026 | 1
2017-01-29 13:00 | 21586.3557 | 1
2017-01-29 14:00 | 21621.8748 | 1
2017-01-29 15:00 | 21844.7177 | 1
2017-01-29 16:00 | 22521.9717 | 1
2017-01-29 17:00 | 23512.4391 | 1
2017-01-29 18:00 | 26202.4526 | 1
2017-01-29 19:00 | 27770.3402 | 1
2017-01-29 20:00 | 27504.5598 | 1
2017-01-29 21:00 | 26820.3945 | 1
2017-01-29 22:00 | 25711.3129 | 1
2017-01-29 23:00 | 24043.9697 | 1
2017-01-30 | 22621.4263 | 1
2017-01-30 01:00 | 21537.8469 | 1
2017-01-30 02:00 | 20981.8764 | 1
2017-01-30 03:00 | 20715.8393 | 1
2017-01-30 04:00 | 20821.5058 | 1
2017-01-30 05:00 | 21548.2311 | 1
2017-01-30 06:00 | 23342.1433 | 1
2017-01-30 07:00 | 26027.4875 | 1
2017-01-30 08:00 | 27442.5488 | 1
2017-01-30 09:00 | 27021.9809 | 1
2017-01-30 10:00 | 26310.0618 | 1
2017-01-30 11:00 | 25695.2177 | 1
2017-01-30 12:00 | 25614.8253 | 1
2017-01-30 13:00 | 25320.9454 | 1
2017-01-30 14:00 | 25382.505 | 1
2017-01-30 15:00 | 25619.3473 | 1
2017-01-30 16:00 | 26008.0979 | 1
2017-01-30 17:00 | 26602.569 | 1
2017-01-30 18:00 | 28662.4841 | 1
2017-01-30 19:00 | 30003.7317 | 1
2017-01-30 20:00 | 29494.7564 | 1
2017-01-30 21:00 | 28614.7438 | 1
2017-01-30 22:00 | 27127.1938 | 1
2017-01-30 23:00 | 25006.1699 | 1
2017-01-31 | 23188.6405 | 1
2017-01-31 01:00 | 22249.3813 | 1
2017-01-31 02:00 | 21533.9675 | 1
2017-01-31 03:00 | 21136.5597 | 1
2017-01-31 04:00 | 21186.9281 | 1
2017-01-31 05:00 | 21863.9122 | 1
2017-01-31 06:00 | 23573.8782 | 1
2017-01-31 07:00 | 26206.3714 | 1
2017-01-31 08:00 | 27537.3787 | 1
2017-01-31 09:00 | 26949.1392 | 1
2017-01-31 10:00 | 26486.9202 | 1
2017-01-31 11:00 | 26044.0577 | 1
2017-01-31 12:00 | 25510.705 | 1
2017-01-31 13:00 | 25270.7483 | 1
2017-01-31 14:00 | 25457.2424 | 1
2017-01-31 15:00 | 25578.6574 | 1
2017-01-31 16:00 | 25956.7846 | 1
2017-01-31 17:00 | 26669.4487 | 1
2017-01-31 18:00 | 28716.7293 | 1
2017-01-31 19:00 | 29878.1233 | 1
2017-01-31 20:00 | 29449.48 | 1
2017-01-31 21:00 | 28682.0346 | 1
2017-01-31 22:00 | 27218.666 | 1
2017-01-31 23:00 | 25142.7001 | 1
2017-02-01 | 23398.9756 | 2
2017-02-01 01:00 | 22330.2203 | 2
2017-02-01 02:00 | 21660.6482 | 2
2017-02-01 03:00 | 21240.1721 | 2
2017-02-01 04:00 | 21222.1156 | 2
2017-02-01 05:00 | 21922.126 | 2
2017-02-01 06:00 | 23468.3035 | 2
2017-02-01 07:00 | 26091.0864 | 2
2017-02-01 08:00 | 27503.225 | 2
2017-02-01 09:00 | 27216.706 | 2
2017-02-01 10:00 | 26720.0569 | 2
2017-02-01 11:00 | 26637.1303 | 2
2017-02-01 12:00 | 26164.552 | 2
2017-02-01 13:00 | 25945.3639 | 2
2017-02-01 14:00 | 26011.7198 | 2
2017-02-01 15:00 | 26109.0485 | 2
2017-02-01 16:00 | 26317.0954 | 2
2017-02-01 17:00 | 27007.3038 | 2
2017-02-01 18:00 | 29108.6005 | 2
2017-02-01 19:00 | 30075.8749 | 2
2017-02-01 20:00 | 29648.9204 | 2
2017-02-01 21:00 | 28831.509 | 2
2017-02-01 22:00 | 27256.875 | 2
2017-02-01 23:00 | 25116.0954 | 2
2017-02-02 | 23461.6415 | 2
2017-02-02 01:00 | 22388.3567 | 2
2017-02-02 02:00 | 21598.124 | 2
2017-02-02 03:00 | 21239.0291 | 2
2017-02-02 04:00 | 21107.9048 | 2
2017-02-02 05:00 | 21664.6256 | 2
2017-02-02 06:00 | 23144.3305 | 2
2017-02-02 07:00 | 25815.552 | 2
2017-02-02 08:00 | 27130.4182 | 2
2017-02-02 09:00 | 26916.7177 | 2
2017-02-02 10:00 | 26645.6023 | 2
2017-02-02 11:00 | 26315.5093 | 2
2017-02-02 12:00 | 25911.8677 | 2
2017-02-02 13:00 | 25918.5899 | 2
2017-02-02 14:00 | 26047.1981 | 2
2017-02-02 15:00 | 26178.505 | 2
2017-02-02 16:00 | 26396.4514 | 2
2017-02-02 17:00 | 27019.5206 | 2
2017-02-02 18:00 | 28976.4755 | 2
2017-02-02 19:00 | 29897.0071 | 2
2017-02-02 20:00 | 29451.7025 | 2
2017-02-02 21:00 | 28636.1774 | 2
2017-02-02 22:00 | 27131.6985 | 2
2017-02-02 23:00 | 25132.4067 | 2
2017-02-03 | 23257.1039 | 2
2017-02-03 01:00 | 22214.1746 | 2
2017-02-03 02:00 | 21415.6661 | 2
2017-02-03 03:00 | 20927.7642 | 2
2017-02-03 04:00 | 20867.1513 | 2
2017-02-03 05:00 | 21471.1347 | 2
2017-02-03 06:00 | 22833.1851 | 2
2017-02-03 07:00 | 25262.6693 | 2
2017-02-03 08:00 | 26610.2777 | 2
2017-02-03 09:00 | 26719.8207 | 2
2017-02-03 10:00 | 26534.947 | 2
2017-02-03 11:00 | 26385.6987 | 2
2017-02-03 12:00 | 26286.4558 | 2
2017-02-03 13:00 | 26092.5164 | 2
2017-02-03 14:00 | 25942.6762 | 2
2017-02-03 15:00 | 25851.4554 | 2
2017-02-03 16:00 | 25917.7318 | 2
2017-02-03 17:00 | 26578.2134 | 2
2017-02-03 18:00 | 28380.1079 | 2
2017-02-03 19:00 | 29167.5284 | 2
2017-02-03 20:00 | 28464.8895 | 2
2017-02-03 21:00 | 27585.2996 | 2
2017-02-03 22:00 | 26395.66 | 2
2017-02-03 23:00 | 24852.3835 | 2
2017-02-04 | 23314.1648 | 2
2017-02-04 01:00 | 22048.0099 | 2
2017-02-04 02:00 | 21107.8056 | 2
2017-02-04 03:00 | 20524.2785 | 2
2017-02-04 04:00 | 20273.6858 | 2
2017-02-04 05:00 | 20412.7392 | 2
2017-02-04 06:00 | 20956.5715 | 2
2017-02-04 07:00 | 21708.0747 | 2
2017-02-04 08:00 | 22213.2665 | 2
2017-02-04 09:00 | 22750.745 | 2
2017-02-04 10:00 | 22812.6673 | 2
2017-02-04 11:00 | 22605.2411 | 2
2017-02-04 12:00 | 22535.8736 | 2
2017-02-04 13:00 | 22377.917 | 2
2017-02-04 14:00 | 22533.1652 | 2
2017-02-04 15:00 | 22636.768 | 2
2017-02-04 16:00 | 23052.8762 | 2
2017-02-04 17:00 | 23600.6049 | 2
2017-02-04 18:00 | 25622.2278 | 2
2017-02-04 19:00 | 26961.2405 | 2
2017-02-04 20:00 | 26620.6947 | 2
2017-02-04 21:00 | 26138.3536 | 2
2017-02-04 22:00 | 25218.4534 | 2
2017-02-04 23:00 | 23841.0009 | 2
2017-02-05 | 22372.9836 | 2
2017-02-05 01:00 | 21462.6366 | 2
2017-02-05 02:00 | 20728.2514 | 2
2017-02-05 03:00 | 20242.9281 | 2
2017-02-05 04:00 | 19996.8173 | 2
2017-02-05 05:00 | 20073.698 | 2
2017-02-05 06:00 | 20526.456 | 2
2017-02-05 07:00 | 21316.1845 | 2
2017-02-05 08:00 | 21791.5382 | 2
2017-02-05 09:00 | 22651.614 | 2
2017-02-05 10:00 | 23371.0007 | 2
2017-02-05 11:00 | 23484.2369 | 2
2017-02-05 12:00 | 23259.9527 | 2
2017-02-05 13:00 | 23463.6119 | 2
2017-02-05 14:00 | 23498.7837 | 2
2017-02-05 15:00 | 23454.547 | 2
2017-02-05 16:00 | 23792.3329 | 2
2017-02-05 17:00 | 24381.5856 | 2
2017-02-05 18:00 | 26057.3877 | 2
2017-02-05 19:00 | 26921.4152 | 2
2017-02-05 20:00 | 26817.6382 | 2
2017-02-05 21:00 | 26662.916 | 2
2017-02-05 22:00 | 25356.11 | 2
2017-02-05 23:00 | 23621.1571 | 2
2017-02-06 | 22171.186 | 2
2017-02-06 01:00 | 21095.8848 | 2
2017-02-06 02:00 | 20470.5497 | 2
2017-02-06 03:00 | 20226.6619 | 2
2017-02-06 04:00 | 20311.6783 | 2
2017-02-06 05:00 | 20917.147 | 2
2017-02-06 06:00 | 22374.7303 | 2
2017-02-06 07:00 | 24866.5301 | 2
2017-02-06 08:00 | 26720.871 | 2
2017-02-06 09:00 | 27352.6596 | 2
2017-02-06 10:00 | 27570.2022 | 2
2017-02-06 11:00 | 27520.3341 | 2
2017-02-06 12:00 | 27490.8483 | 2
2017-02-06 13:00 | 27364.6299 | 2
2017-02-06 14:00 | 27306.3745 | 2
2017-02-06 15:00 | 27360.2489 | 2
2017-02-06 16:00 | 27203.1513 | 2
2017-02-06 17:00 | 27692.7224 | 2
2017-02-06 18:00 | 29528.4213 | 2
2017-02-06 19:00 | 30348.3014 | 2
2017-02-06 20:00 | 29941.4795 | 2
2017-02-06 21:00 | 28992.1938 | 2
2017-02-06 22:00 | 27343.9337 | 2
2017-02-06 23:00 | 25194.1222 | 2
2017-02-07 | 23220.3871 | 2
2017-02-07 01:00 | 21955.3736 | 2
2017-02-07 02:00 | 21414.7172 | 2
2017-02-07 03:00 | 21013.4106 | 2
2017-02-07 04:00 | 20878.2197 | 2
2017-02-07 05:00 | 21399.9742 | 2
2017-02-07 06:00 | 22859.6594 | 2
2017-02-07 07:00 | 25223.866 | 2
2017-02-07 08:00 | 26815.711 | 2
2017-02-07 09:00 | 27148.048 | 2
2017-02-07 10:00 | 27367.8164 | 2
2017-02-07 11:00 | 27454.8158 | 2
2017-02-07 12:00 | 27110.4072 | 2
2017-02-07 13:00 | 26902.1629 | 2
2017-02-07 14:00 | 26694.7982 | 2
2017-02-07 15:00 | 26489.9646 | 2
2017-02-07 16:00 | 26835.3008 | 2
2017-02-07 17:00 | 27558.9442 | 2
2017-02-07 18:00 | 29187.8248 | 2
2017-02-07 19:00 | 30003.5209 | 2
2017-02-07 20:00 | 29471.9532 | 2
2017-02-07 21:00 | 28618.3095 | 2
2017-02-07 22:00 | 26956.369 | 2
2017-02-07 23:00 | 24947.1054 | 2
2017-02-08 | 23125.4478 | 2
2017-02-08 01:00 | 21889.3137 | 2
2017-02-08 02:00 | 21411.3487 | 2
2017-02-08 03:00 | 20963.1908 | 2
2017-02-08 04:00 | 20838.3332 | 2
2017-02-08 05:00 | 21355.802 | 2
2017-02-08 06:00 | 22563.1341 | 2
2017-02-08 07:00 | 25026.6742 | 2
2017-02-08 08:00 | 26360.5451 | 2
2017-02-08 09:00 | 26821.3618 | 2
2017-02-08 10:00 | 26855.8465 | 2
2017-02-08 11:00 | 26861.9766 | 2
2017-02-08 12:00 | 26850.8574 | 2
2017-02-08 13:00 | 26879.4849 | 2
2017-02-08 14:00 | 26897.8824 | 2
2017-02-08 15:00 | 26965.5835 | 2
2017-02-08 16:00 | 27061.6542 | 2
2017-02-08 17:00 | 27538.1791 | 2
2017-02-08 18:00 | 29155.6033 | 2
2017-02-08 19:00 | 30146.5517 | 2
2017-02-08 20:00 | 29620.0412 | 2
2017-02-08 21:00 | 28609.4076 | 2
2017-02-08 22:00 | 26967.4978 | 2
2017-02-08 23:00 | 24928.6433 | 2
2017-02-09 | 23102.2725 | 2
2017-02-09 01:00 | 22059.2214 | 2
2017-02-09 02:00 | 21263.8486 | 2
2017-02-09 03:00 | 20755.3844 | 2
2017-02-09 04:00 | 20612.6139 | 2
2017-02-09 05:00 | 21091.5092 | 2
2017-02-09 06:00 | 22215.7289 | 2
2017-02-09 07:00 | 24666.1674 | 2
2017-02-09 08:00 | 25927.7564 | 2
2017-02-09 09:00 | 26206.0303 | 2
2017-02-09 10:00 | 26370.3244 | 2
2017-02-09 11:00 | 26455.5219 | 2
2017-02-09 12:00 | 26635.0086 | 2
2017-02-09 13:00 | 26952.3162 | 2
2017-02-09 14:00 | 27251.5018 | 2
2017-02-09 15:00 | 27305.2607 | 2
2017-02-09 16:00 | 27481.8282 | 2
2017-02-09 17:00 | 27921.1525 | 2
2017-02-09 18:00 | 29320.1224 | 2
2017-02-09 19:00 | 30061.1537 | 2
2017-02-09 20:00 | 29485.5105 | 2
2017-02-09 21:00 | 28438.3172 | 2
2017-02-09 22:00 | 26808.7036 | 2
2017-02-09 23:00 | 24915.5285 | 2
2017-02-10 | 22956.6775 | 2
2017-02-10 01:00 | 21661.4912 | 2
2017-02-10 02:00 | 21163.0837 | 2
2017-02-10 03:00 | 20712.6347 | 2
2017-02-10 04:00 | 20877.8959 | 2
2017-02-10 05:00 | 21040.1687 | 2
2017-02-10 06:00 | 22338.8036 | 2
2017-02-10 07:00 | 24523.1935 | 2
2017-02-10 08:00 | 25900.2882 | 2
2017-02-10 09:00 | 26330.5737 | 2
2017-02-10 10:00 | 26587.4068 | 2
2017-02-10 11:00 | 26696.4666 | 2
2017-02-10 12:00 | 26481.3465 | 2
2017-02-10 13:00 | 26319.0344 | 2
2017-02-10 14:00 | 26699.6924 | 2
2017-02-10 15:00 | 26597.7418 | 2
2017-02-10 16:00 | 26304.1113 | 2
2017-02-10 17:00 | 26760.7108 | 2
2017-02-10 18:00 | 28150.659 | 2
2017-02-10 19:00 | 28934.8471 | 2
2017-02-10 20:00 | 28449.2188 | 2
2017-02-10 21:00 | 27690.2706 | 2
2017-02-10 22:00 | 26465.7763 | 2
2017-02-10 23:00 | 24807.4067 | 2
2017-02-11 | 23105.0996 | 2
2017-02-11 01:00 | 21949.7982 | 2
2017-02-11 02:00 | 21179.4706 | 2
2017-02-11 03:00 | 20573.003 | 2
2017-02-11 04:00 | 20375.7007 | 2
2017-02-11 05:00 | 20728.8353 | 2
2017-02-11 06:00 | 20969.8268 | 2
2017-02-11 07:00 | 21771.796 | 2
2017-02-11 08:00 | 22232.4161 | 2
2017-02-11 09:00 | 22943.7966 | 2
2017-02-11 10:00 | 23232.6264 | 2
2017-02-11 11:00 | 22996.1501 | 2
2017-02-11 12:00 | 22632.7956 | 2
2017-02-11 13:00 | 22282.344 | 2
2017-02-11 14:00 | 21946.4612 | 2
2017-02-11 15:00 | 21788.1153 | 2
2017-02-11 16:00 | 22245.5743 | 2
2017-02-11 17:00 | 23360.7493 | 2
2017-02-11 18:00 | 25425.7315 | 2
2017-02-11 19:00 | 27141.5757 | 2
2017-02-11 20:00 | 26726.9565 | 2
2017-02-11 21:00 | 26097.0964 | 2
2017-02-11 22:00 | 25138.3717 | 2
2017-02-11 23:00 | 23734.6362 | 2
2017-02-12 | 22187.763 | 2
2017-02-12 01:00 | 21118.1186 | 2
2017-02-12 02:00 | 20758.5059 | 2
2017-02-12 03:00 | 20299.7632 | 2
2017-02-12 04:00 | 20062.029 | 2
2017-02-12 05:00 | 20217.3643 | 2
2017-02-12 06:00 | 20901.6193 | 2
2017-02-12 07:00 | 21794.8651 | 2
2017-02-12 08:00 | 21684.397 | 2
2017-02-12 09:00 | 21418.3775 | 2
2017-02-12 10:00 | 21052.5717 | 2
2017-02-12 11:00 | 20632.862 | 2
2017-02-12 12:00 | 20350.0336 | 2
2017-02-12 13:00 | 20205.1331 | 2
2017-02-12 14:00 | 20106.5635 | 2
2017-02-12 15:00 | 20360.7322 | 2
2017-02-12 16:00 | 21106.3621 | 2
2017-02-12 17:00 | 22602.4791 | 2
2017-02-12 18:00 | 25033.4307 | 2
2017-02-12 19:00 | 27063.9504 | 2
2017-02-12 20:00 | 26911.2064 | 2
2017-02-12 21:00 | 26278.3623 | 2
2017-02-12 22:00 | 25179.5942 | 2
2017-02-12 23:00 | 23583.9138 | 2
2017-02-13 | 21989.0498 | 2
2017-02-13 01:00 | 21364.7053 | 2
2017-02-13 02:00 | 20635.2181 | 2
2017-02-13 03:00 | 20270.612 | 2
2017-02-13 04:00 | 20167.806 | 2
2017-02-13 05:00 | 20889.4905 | 2
2017-02-13 06:00 | 22402.9873 | 2
2017-02-13 07:00 | 24647.8668 | 2
2017-02-13 08:00 | 25739.2966 | 2
2017-02-13 09:00 | 25570.8929 | 2
2017-02-13 10:00 | 25116.8834 | 2
2017-02-13 11:00 | 24866.0731 | 2
2017-02-13 12:00 | 24776.1586 | 2
2017-02-13 13:00 | 24795.9138 | 2
2017-02-13 14:00 | 24856.981 | 2
2017-02-13 15:00 | 25056.1263 | 2
2017-02-13 16:00 | 25367.1353 | 2
2017-02-13 17:00 | 25884.7934 | 2
2017-02-13 18:00 | 27696.2221 | 2
2017-02-13 19:00 | 29296.3963 | 2
2017-02-13 20:00 | 28928.2613 | 2
2017-02-13 21:00 | 28089.3643 | 2
2017-02-13 22:00 | 26580.8039 | 2
2017-02-13 23:00 | 24666.6114 | 2
2017-02-14 | 22759.3935 | 2
2017-02-14 01:00 | 21502.0115 | 2
2017-02-14 02:00 | 20740.6332 | 2
2017-02-14 03:00 | 20272.2618 | 2
2017-02-14 04:00 | 20223.9238 | 2
2017-02-14 05:00 | 20763.6691 | 2
2017-02-14 06:00 | 22276.5295 | 2
2017-02-14 07:00 | 24736.2126 | 2
2017-02-14 08:00 | 25752.7515 | 2
2017-02-14 09:00 | 25361.6347 | 2
2017-02-14 10:00 | 24804.1262 | 2
2017-02-14 11:00 | 24227.3192 | 2
2017-02-14 12:00 | 24018.3426 | 2
2017-02-14 13:00 | 24388.9157 | 2
2017-02-14 14:00 | 24587.1628 | 2
2017-02-14 15:00 | 24638.6875 | 2
2017-02-14 16:00 | 24715.0784 | 2
2017-02-14 17:00 | 25302.0381 | 2
2017-02-14 18:00 | 27043.1175 | 2
2017-02-14 19:00 | 28613.8421 | 2
2017-02-14 20:00 | 28139.8859 | 2
2017-02-14 21:00 | 27283.779 | 2
2017-02-14 22:00 | 25874.5811 | 2
2017-02-14 23:00 | 23861.3361 | 2
2017-02-15 | 22409.2273 | 2
2017-02-15 01:00 | 21404.3782 | 2
2017-02-15 02:00 | 20651.5569 | 2
2017-02-15 03:00 | 20195.0966 | 2
2017-02-15 04:00 | 20211.108 | 2
2017-02-15 05:00 | 20779.5951 | 2
2017-02-15 06:00 | 22312.4278 | 2
2017-02-15 07:00 | 24589.2837 | 2
2017-02-15 08:00 | 25566.8558 | 2
2017-02-15 09:00 | 25493.7443 | 2
2017-02-15 10:00 | 25089.0354 | 2
2017-02-15 11:00 | 24901.0602 | 2
2017-02-15 12:00 | 24692.8668 | 2
2017-02-15 13:00 | 24531.128 | 2
2017-02-15 14:00 | 24760.915 | 2
2017-02-15 15:00 | 24786.3085 | 2
2017-02-15 16:00 | 25174.3887 | 2
2017-02-15 17:00 | 25981.5326 | 2
2017-02-15 18:00 | 27495.7469 | 2
2017-02-15 19:00 | 28898.3654 | 2
2017-02-15 20:00 | 28451.3688 | 2
2017-02-15 21:00 | 27533.0875 | 2
2017-02-15 22:00 | 25958.8521 | 2
2017-02-15 23:00 | 23909.1629 | 2
2017-02-16 | 22570.221 | 2
2017-02-16 01:00 | 21322.8359 | 2
2017-02-16 02:00 | 20446.447 | 2
2017-02-16 03:00 | 20160.3047 | 2
2017-02-16 04:00 | 19993.1792 | 2
2017-02-16 05:00 | 20547.3238 | 2
2017-02-16 06:00 | 21881.9174 | 2
2017-02-16 07:00 | 24348.9735 | 2
2017-02-16 08:00 | 25442.758 | 2
2017-02-16 09:00 | 25156.8831 | 2
2017-02-16 10:00 | 25128.7873 | 2
2017-02-16 11:00 | 24878.6937 | 2
2017-02-16 12:00 | 24999.0492 | 2
2017-02-16 13:00 | 25064.8518 | 2
2017-02-16 14:00 | 25013.0053 | 2
2017-02-16 15:00 | 24953.3042 | 2
2017-02-16 16:00 | 25061.7967 | 2
2017-02-16 17:00 | 25594.002 | 2
2017-02-16 18:00 | 27069.1249 | 2
2017-02-16 19:00 | 28406.913 | 2
2017-02-16 20:00 | 28040.8312 | 2
2017-02-16 21:00 | 27201.2217 | 2
2017-02-16 22:00 | 25814.6776 | 2
2017-02-16 23:00 | 23991.4754 | 2
2017-02-17 | 22169.2285 | 2
2017-02-17 01:00 | 20980.0094 | 2
2017-02-17 02:00 | 20694.2955 | 2
2017-02-17 03:00 | 20237.5732 | 2
2017-02-17 04:00 | 20143.1877 | 2
2017-02-17 05:00 | 20422.1877 | 2
2017-02-17 06:00 | 21313.7469 | 2
2017-02-17 07:00 | 23560.6199 | 2
2017-02-17 08:00 | 25026.297 | 2
2017-02-17 09:00 | 25780.5898 | 2
2017-02-17 10:00 | 26432.2016 | 2
2017-02-17 11:00 | 26796.0756 | 2
2017-02-17 12:00 | 26700.8126 | 2
2017-02-17 13:00 | 26900.6376 | 2
2017-02-17 14:00 | 26779.2039 | 2
2017-02-17 15:00 | 26636.4648 | 2
2017-02-17 16:00 | 26718.7476 | 2
2017-02-17 17:00 | 27197.505 | 2
2017-02-17 18:00 | 28294.889 | 2
2017-02-17 19:00 | 28596.2844 | 2
2017-02-17 20:00 | 28015.1687 | 2
2017-02-17 21:00 | 27212.024 | 2
2017-02-17 22:00 | 25962.4863 | 2
2017-02-17 23:00 | 24317.0017 | 2
2017-02-18 | 22606.427 | 2
2017-02-18 01:00 | 21221.663 | 2
2017-02-18 02:00 | 20494.2145 | 2
2017-02-18 03:00 | 20190.9253 | 2
2017-02-18 04:00 | 19925.4578 | 2
2017-02-18 05:00 | 19951.4567 | 2
2017-02-18 06:00 | 20452.8177 | 2
2017-02-18 07:00 | 20852.6177 | 2
2017-02-18 08:00 | 21308.3869 | 2
2017-02-18 09:00 | 22035.6932 | 2
2017-02-18 10:00 | 22361.0397 | 2
2017-02-18 11:00 | 22316.9649 | 2
2017-02-18 12:00 | 21917.1618 | 2
2017-02-18 13:00 | 21393.2985 | 2
2017-02-18 14:00 | 21166.736 | 2
2017-02-18 15:00 | 21081.6847 | 2
2017-02-18 16:00 | 21262.5396 | 2
2017-02-18 17:00 | 22213.2741 | 2
2017-02-18 18:00 | 24254.6117 | 2
2017-02-18 19:00 | 25881.6077 | 2
2017-02-18 20:00 | 25726.7446 | 2
2017-02-18 21:00 | 25131.1258 | 2
2017-02-18 22:00 | 24173.8043 | 2
2017-02-18 23:00 | 22880.6413 | 2
2017-02-19 | 21643.2076 | 2
2017-02-19 01:00 | 20348.0036 | 2
2017-02-19 02:00 | 19564.1729 | 2
2017-02-19 03:00 | 19126.5032 | 2
2017-02-19 04:00 | 18878.4397 | 2
2017-02-19 05:00 | 18814.527 | 2
2017-02-19 06:00 | 19063.9344 | 2
2017-02-19 07:00 | 19589.1166 | 2
2017-02-19 08:00 | 19757.2179 | 2
2017-02-19 09:00 | 20189.5687 | 2
2017-02-19 10:00 | 20402.5791 | 2
2017-02-19 11:00 | 20670.7178 | 2
2017-02-19 12:00 | 20710.5735 | 2
2017-02-19 13:00 | 20701.096 | 2
2017-02-19 14:00 | 21023.6424 | 2
2017-02-19 15:00 | 21140.2462 | 2
2017-02-19 16:00 | 21586.8063 | 2
2017-02-19 17:00 | 22552.4729 | 2
2017-02-19 18:00 | 24393.2947 | 2
2017-02-19 19:00 | 25826.1637 | 2
2017-02-19 20:00 | 25596.8654 | 2
2017-02-19 21:00 | 24974.1489 | 2
2017-02-19 22:00 | 23980.2536 | 2
2017-02-19 23:00 | 22422.0394 | 2
2017-02-20 | 20805.9064 | 2
2017-02-20 01:00 | 19999.9077 | 2
2017-02-20 02:00 | 19694.6814 | 2
2017-02-20 03:00 | 19321.3105 | 2
2017-02-20 04:00 | 19318.7438 | 2
2017-02-20 05:00 | 19721.4224 | 2
2017-02-20 06:00 | 20275.2725 | 2
2017-02-20 07:00 | 21710.1819 | 2
2017-02-20 08:00 | 22518.4207 | 2
2017-02-20 09:00 | 23393.3007 | 2
2017-02-20 10:00 | 24042.7787 | 2
2017-02-20 11:00 | 24312.1586 | 2
2017-02-20 12:00 | 24575.8695 | 2
2017-02-20 13:00 | 24639.2418 | 2
2017-02-20 14:00 | 24890.0389 | 2
2017-02-20 15:00 | 24987.3954 | 2
2017-02-20 16:00 | 24865.1903 | 2
2017-02-20 17:00 | 25419.6772 | 2
2017-02-20 18:00 | 26914.5416 | 2
2017-02-20 19:00 | 28185.7507 | 2
2017-02-20 20:00 | 27522.7166 | 2
2017-02-20 21:00 | 26623.1561 | 2
2017-02-20 22:00 | 25251.5827 | 2
2017-02-20 23:00 | 23347.6579 | 2
2017-02-21 | 21697.4939 | 2
2017-02-21 01:00 | 20569.8854 | 2
2017-02-21 02:00 | 20086.3518 | 2
2017-02-21 03:00 | 19777.7214 | 2
2017-02-21 04:00 | 19698.4355 | 2
2017-02-21 05:00 | 19985.6837 | 2
2017-02-21 06:00 | 21164.3326 | 2
2017-02-21 07:00 | 23555.0339 | 2
2017-02-21 08:00 | 24658.7885 | 2
2017-02-21 09:00 | 24917.3581 | 2
2017-02-21 10:00 | 24825.0193 | 2
2017-02-21 11:00 | 24772.388 | 2
2017-02-21 12:00 | 24745.4616 | 2
2017-02-21 13:00 | 24915.8331 | 2
2017-02-21 14:00 | 25324.647 | 2
2017-02-21 15:00 | 24969.6663 | 2
2017-02-21 16:00 | 24919.0196 | 2
2017-02-21 17:00 | 25411.5308 | 2
2017-02-21 18:00 | 26976.4852 | 2
2017-02-21 19:00 | 28578.5074 | 2
2017-02-21 20:00 | 28175.3713 | 2
2017-02-21 21:00 | 27268.4168 | 2
2017-02-21 22:00 | 25786.7811 | 2
2017-02-21 23:00 | 23687.286 | 2
2017-02-22 | 21899.2121 | 2
2017-02-22 01:00 | 20729.7851 | 2
2017-02-22 02:00 | 20595.9416 | 2
2017-02-22 03:00 | 20213.4068 | 2
2017-02-22 04:00 | 20184.7703 | 2
2017-02-22 05:00 | 20426.13 | 2
2017-02-22 06:00 | 21737.3947 | 2
2017-02-22 07:00 | 24102.1958 | 2
2017-02-22 08:00 | 25009.1007 | 2
2017-02-22 09:00 | 24571.4633 | 2
2017-02-22 10:00 | 23995.482 | 2
2017-02-22 11:00 | 24281.0425 | 2
2017-02-22 12:00 | 24159.3321 | 2
2017-02-22 13:00 | 24003.633 | 2
2017-02-22 14:00 | 23856.2827 | 2
2017-02-22 15:00 | 23914.0267 | 2
2017-02-22 16:00 | 24483.5838 | 2
2017-02-22 17:00 | 25073.3923 | 2
2017-02-22 18:00 | 26775.3364 | 2
2017-02-22 19:00 | 28751.0002 | 2
2017-02-22 20:00 | 28684.5158 | 2
2017-02-22 21:00 | 27904.7774 | 2
2017-02-22 22:00 | 26492.4622 | 2
2017-02-22 23:00 | 24442.6504 | 2
2017-02-23 | 22795.3283 | 2
2017-02-23 01:00 | 22155.277 | 2
2017-02-23 02:00 | 21516.6663 | 2
2017-02-23 03:00 | 21089.6917 | 2
2017-02-23 04:00 | 21068.5122 | 2
2017-02-23 05:00 | 21509.9028 | 2
2017-02-23 06:00 | 22821.4754 | 2
2017-02-23 07:00 | 25379.3694 | 2
2017-02-23 08:00 | 25930.9379 | 2
2017-02-23 09:00 | 25156.8509 | 2
2017-02-23 10:00 | 24910.0962 | 2
2017-02-23 11:00 | 24434.1104 | 2
2017-02-23 12:00 | 23924.6146 | 2
2017-02-23 13:00 | 23591.3176 | 2
2017-02-23 14:00 | 23486.846 | 2
2017-02-23 15:00 | 23522.4039 | 2
2017-02-23 16:00 | 23975.3086 | 2
2017-02-23 17:00 | 24764.7347 | 2
2017-02-23 18:00 | 26529.5959 | 2
2017-02-23 19:00 | 28941.0243 | 2
2017-02-23 20:00 | 29010.6714 | 2
2017-02-23 21:00 | 28380.1265 | 2
2017-02-23 22:00 | 27081.2884 | 2
2017-02-23 23:00 | 25076.9951 | 2
2017-02-24 | 23304.7987 | 2
2017-02-24 01:00 | 22220.0733 | 2
2017-02-24 02:00 | 21624.2978 | 2
2017-02-24 03:00 | 21223.3855 | 2
2017-02-24 04:00 | 21298.9172 | 2
2017-02-24 05:00 | 21794.2233 | 2
2017-02-24 06:00 | 23475.1141 | 2
2017-02-24 07:00 | 25892.8397 | 2
2017-02-24 08:00 | 26666.1212 | 2
2017-02-24 09:00 | 25932.5035 | 2
2017-02-24 10:00 | 25083.1572 | 2
2017-02-24 11:00 | 24832.646 | 2
2017-02-24 12:00 | 24021.7283 | 2
2017-02-24 13:00 | 23522.9109 | 2
2017-02-24 14:00 | 23352.5605 | 2
2017-02-24 15:00 | 23280.1448 | 2
2017-02-24 16:00 | 23557.9883 | 2
2017-02-24 17:00 | 23881.1612 | 2
2017-02-24 18:00 | 25681.2386 | 2
2017-02-24 19:00 | 27853.3146 | 2
2017-02-24 20:00 | 27847.2126 | 2
2017-02-24 21:00 | 27329.2601 | 2
2017-02-24 22:00 | 26277.9237 | 2
2017-02-24 23:00 | 24717.7378 | 2
2017-02-25 | 23161.5755 | 2
2017-02-25 01:00 | 22198.2805 | 2
2017-02-25 02:00 | 21411.4271 | 2
2017-02-25 03:00 | 20857.6048 | 2
2017-02-25 04:00 | 20688.5077 | 2
2017-02-25 05:00 | 20901.5777 | 2
2017-02-25 06:00 | 21675.6888 | 2
2017-02-25 07:00 | 22621.1735 | 2
2017-02-25 08:00 | 22924.9766 | 2
2017-02-25 09:00 | 22985.4331 | 2
2017-02-25 10:00 | 22485.5134 | 2
2017-02-25 11:00 | 22022.5861 | 2
2017-02-25 12:00 | 21509.032 | 2
2017-02-25 13:00 | 21152.9942 | 2
2017-02-25 14:00 | 21015.9455 | 2
2017-02-25 15:00 | 21227.2489 | 2
2017-02-25 16:00 | 22150.7182 | 2
2017-02-25 17:00 | 22656.2502 | 2
2017-02-25 18:00 | 24507.5432 | 2
2017-02-25 19:00 | 26303.9406 | 2
2017-02-25 20:00 | 26176.2906 | 2
2017-02-25 21:00 | 25596.5934 | 2
2017-02-25 22:00 | 24580.6275 | 2
2017-02-25 23:00 | 23444.0194 | 2
2017-02-26 | 22372.9294 | 2
2017-02-26 01:00 | 21484.9546 | 2
2017-02-26 02:00 | 20696.301 | 2
2017-02-26 03:00 | 20205.15 | 2
2017-02-26 04:00 | 20004.394 | 2
2017-02-26 05:00 | 20147.3168 | 2
2017-02-26 06:00 | 20409.6379 | 2
2017-02-26 07:00 | 21020.5995 | 2
2017-02-26 08:00 | 21220.9618 | 2
2017-02-26 09:00 | 21156.2084 | 2
2017-02-26 10:00 | 20885.7133 | 2
2017-02-26 11:00 | 20562.5644 | 2
2017-02-26 12:00 | 20294.8739 | 2
2017-02-26 13:00 | 20151.6944 | 2
2017-02-26 14:00 | 20087.2112 | 2
2017-02-26 15:00 | 20259.5472 | 2
2017-02-26 16:00 | 20921.3555 | 2
2017-02-26 17:00 | 22042.9905 | 2
2017-02-26 18:00 | 24140.9114 | 2
2017-02-26 19:00 | 26530.5839 | 2
2017-02-26 20:00 | 26529.2505 | 2
2017-02-26 21:00 | 25931.9217 | 2
2017-02-26 22:00 | 24768.3737 | 2
2017-02-26 23:00 | 22986.671 | 2
2017-02-27 | 21656.0716 | 2
2017-02-27 01:00 | 20639.9496 | 2
2017-02-27 02:00 | 19963.7537 | 2
2017-02-27 03:00 | 19642.2371 | 2
2017-02-27 04:00 | 19704.9846 | 2
2017-02-27 05:00 | 20442.2631 | 2
2017-02-27 06:00 | 22022.8369 | 2
2017-02-27 07:00 | 24611.8901 | 2
2017-02-27 08:00 | 25980.3711 | 2
2017-02-27 09:00 | 26041.0985 | 2
2017-02-27 10:00 | 25922.8895 | 2
2017-02-27 11:00 | 25981.6059 | 2
2017-02-27 12:00 | 25747.8554 | 2
2017-02-27 13:00 | 25529.9677 | 2
2017-02-27 14:00 | 25464.5541 | 2
2017-02-27 15:00 | 25302.6477 | 2
2017-02-27 16:00 | 25572.6716 | 2
2017-02-27 17:00 | 26038.3117 | 2
2017-02-27 18:00 | 27487.6688 | 2
2017-02-27 19:00 | 29297.5468 | 2
2017-02-27 20:00 | 29150.8271 | 2
2017-02-27 21:00 | 28260.3818 | 2
2017-02-27 22:00 | 26670.7667 | 2
2017-02-27 23:00 | 24655.0127 | 2
2017-02-28 | 22969.7201 | 2
2017-02-28 01:00 | 21683.4306 | 2
2017-02-28 02:00 | 20958.1752 | 2
2017-02-28 03:00 | 20565.2338 | 2
2017-02-28 04:00 | 20515.7011 | 2
2017-02-28 05:00 | 21208.0991 | 2
2017-02-28 06:00 | 22703.2299 | 2
2017-02-28 07:00 | 25320.6164 | 2
2017-02-28 08:00 | 26127.7502 | 2
2017-02-28 09:00 | 25370.637 | 2
2017-02-28 10:00 | 24679.5247 | 2
2017-02-28 11:00 | 24017.0958 | 2
2017-02-28 12:00 | 23508.1745 | 2
2017-02-28 13:00 | 23139.0175 | 2
2017-02-28 14:00 | 22961.0662 | 2
2017-02-28 15:00 | 23022.7198 | 2
2017-02-28 16:00 | 23250.396 | 2
2017-02-28 17:00 | 23905.3909 | 2
2017-02-28 18:00 | 25728.9451 | 2
2017-02-28 19:00 | 28109.4666 | 2
2017-02-28 20:00 | 28312.3107 | 2
2017-02-28 21:00 | 27705.8289 | 2
2017-02-28 22:00 | 26309.7654 | 2
2017-02-28 23:00 | 24303.5378 | 2
2017-03-01 | 22789.1999 | 3
2017-03-01 01:00 | 21661.7613 | 3
2017-03-01 02:00 | 20940.8148 | 3
2017-03-01 03:00 | 20582.6133 | 3
2017-03-01 04:00 | 20684.0431 | 3
2017-03-01 05:00 | 21214.6416 | 3
2017-03-01 06:00 | 23004.0658 | 3
2017-03-01 07:00 | 25443.8882 | 3
2017-03-01 08:00 | 26058.4501 | 3
2017-03-01 09:00 | 25145.0332 | 3
2017-03-01 10:00 | 24526.046 | 3
2017-03-01 11:00 | 24048.2654 | 3
2017-03-01 12:00 | 23472.2033 | 3
2017-03-01 13:00 | 23166.3398 | 3
2017-03-01 14:00 | 23274.1059 | 3
2017-03-01 15:00 | 23516.7821 | 3
2017-03-01 16:00 | 23862.6664 | 3
2017-03-01 17:00 | 24420.5112 | 3
2017-03-01 18:00 | 25956.8378 | 3
2017-03-01 19:00 | 28171.9958 | 3
2017-03-01 20:00 | 28147.6886 | 3
2017-03-01 21:00 | 27352.6867 | 3
2017-03-01 22:00 | 25901.8827 | 3
2017-03-01 23:00 | 23975.297 | 3
2017-03-02 | 22382.7252 | 3
2017-03-02 01:00 | 21331.8952 | 3
2017-03-02 02:00 | 20600.1318 | 3
2017-03-02 03:00 | 20182.3916 | 3
2017-03-02 04:00 | 20211.8168 | 3
2017-03-02 05:00 | 20930.3443 | 3
2017-03-02 06:00 | 22518.8029 | 3
2017-03-02 07:00 | 24891.6524 | 3
2017-03-02 08:00 | 25626.4063 | 3
2017-03-02 09:00 | 24781.7324 | 3
2017-03-02 10:00 | 24320.1633 | 3
2017-03-02 11:00 | 23841.6493 | 3
2017-03-02 12:00 | 23372.0786 | 3
2017-03-02 13:00 | 23315.1459 | 3
2017-03-02 14:00 | 23516.3518 | 3
2017-03-02 15:00 | 23747.5323 | 3
2017-03-02 16:00 | 24110.4007 | 3
2017-03-02 17:00 | 24837.6702 | 3
2017-03-02 18:00 | 25915.5924 | 3
2017-03-02 19:00 | 27916.7054 | 3
2017-03-02 20:00 | 27753.7691 | 3
2017-03-02 21:00 | 26897.2926 | 3
2017-03-02 22:00 | 25432.4603 | 3
2017-03-02 23:00 | 23646.1972 | 3
2017-03-03 | 22462.2905 | 3
2017-03-03 01:00 | 21247.4053 | 3
2017-03-03 02:00 | 20575.8785 | 3
2017-03-03 03:00 | 20145.7732 | 3
2017-03-03 04:00 | 19987.0284 | 3
2017-03-03 05:00 | 20241.3 | 3
2017-03-03 06:00 | 21845.9541 | 3
2017-03-03 07:00 | 24113.3814 | 3
2017-03-03 08:00 | 24861.0442 | 3
2017-03-03 09:00 | 24191.0789 | 3
2017-03-03 10:00 | 23602.6523 | 3
2017-03-03 11:00 | 23408.9433 | 3
2017-03-03 12:00 | 23294.542 | 3
2017-03-03 13:00 | 23273.8363 | 3
2017-03-03 14:00 | 23888.7895 | 3
2017-03-03 15:00 | 23899.5452 | 3
2017-03-03 16:00 | 24101.5198 | 3
2017-03-03 17:00 | 24587.9223 | 3
2017-03-03 18:00 | 25563.8872 | 3
2017-03-03 19:00 | 27223.6957 | 3
2017-03-03 20:00 | 26895.6031 | 3
2017-03-03 21:00 | 26059.5557 | 3
2017-03-03 22:00 | 24794.3339 | 3
2017-03-03 23:00 | 23249.2723 | 3
2017-03-04 | 21860.7587 | 3
2017-03-04 01:00 | 20726.2782 | 3
2017-03-04 02:00 | 19918.5459 | 3
2017-03-04 03:00 | 19416.7171 | 3
2017-03-04 04:00 | 19145.6022 | 3
2017-03-04 05:00 | 19347.4503 | 3
2017-03-04 06:00 | 20083.3434 | 3
2017-03-04 07:00 | 20769.3961 | 3
2017-03-04 08:00 | 21149.7668 | 3
2017-03-04 09:00 | 21241.053 | 3
2017-03-04 10:00 | 21476.5909 | 3
2017-03-04 11:00 | 21357.2339 | 3
2017-03-04 12:00 | 20998.8613 | 3
2017-03-04 13:00 | 20815.3154 | 3
2017-03-04 14:00 | 21010.9968 | 3
2017-03-04 15:00 | 21185.4633 | 3
2017-03-04 16:00 | 21418.2152 | 3
2017-03-04 17:00 | 22038.3733 | 3
2017-03-04 18:00 | 23625.7638 | 3
2017-03-04 19:00 | 25482.0038 | 3
2017-03-04 20:00 | 25251.464 | 3
2017-03-04 21:00 | 24668.6049 | 3
2017-03-04 22:00 | 23691.2741 | 3
2017-03-04 23:00 | 22330.612 | 3
2017-03-05 | 20911.1108 | 3
2017-03-05 01:00 | 19997.4443 | 3
2017-03-05 02:00 | 19189.1463 | 3
2017-03-05 03:00 | 18706.856 | 3
2017-03-05 04:00 | 18479.1716 | 3
2017-03-05 05:00 | 18553.3063 | 3
2017-03-05 06:00 | 19032.7213 | 3
2017-03-05 07:00 | 19588.0532 | 3
2017-03-05 08:00 | 20141.5947 | 3
2017-03-05 09:00 | 20678.0836 | 3
2017-03-05 10:00 | 20926.5435 | 3
2017-03-05 11:00 | 20960.1771 | 3
2017-03-05 12:00 | 21168.2835 | 3
2017-03-05 13:00 | 20844.1698 | 3
2017-03-05 14:00 | 20661.5647 | 3
2017-03-05 15:00 | 20873.7565 | 3
2017-03-05 16:00 | 21244.7363 | 3
2017-03-05 17:00 | 21811.9631 | 3
2017-03-05 18:00 | 23738.5598 | 3
2017-03-05 19:00 | 26270.437 | 3
2017-03-05 20:00 | 26527.0849 | 3
2017-03-05 21:00 | 25952.4498 | 3
2017-03-05 22:00 | 24721.0594 | 3
2017-03-05 23:00 | 23159.5131 | 3
2017-03-06 | 21688.4398 | 3
2017-03-06 01:00 | 20662.1116 | 3
2017-03-06 02:00 | 20128.5069 | 3
2017-03-06 03:00 | 19864.247 | 3
2017-03-06 04:00 | 19949.4872 | 3
2017-03-06 05:00 | 20728.2285 | 3
2017-03-06 06:00 | 22300.2296 | 3
2017-03-06 07:00 | 24733.3175 | 3
2017-03-06 08:00 | 25632.9315 | 3
2017-03-06 09:00 | 25105.1202 | 3
2017-03-06 10:00 | 24756.1809 | 3
2017-03-06 11:00 | 24264.213 | 3
2017-03-06 12:00 | 23768.6383 | 3
2017-03-06 13:00 | 23385.8188 | 3
2017-03-06 14:00 | 23591.9409 | 3
2017-03-06 15:00 | 23541.7237 | 3
2017-03-06 16:00 | 23618.9399 | 3
2017-03-06 17:00 | 24237.799 | 3
2017-03-06 18:00 | 25905.1429 | 3
2017-03-06 19:00 | 28459.9759 | 3
2017-03-06 20:00 | 28586.5974 | 3
2017-03-06 21:00 | 27822.0586 | 3
2017-03-06 22:00 | 26289.9936 | 3
2017-03-06 23:00 | 24236.9621 | 3
2017-03-07 | 22385.2983 | 3
2017-03-07 01:00 | 21297.9882 | 3
2017-03-07 02:00 | 20828.6079 | 3
2017-03-07 03:00 | 20445.3833 | 3
2017-03-07 04:00 | 20455.5846 | 3
2017-03-07 05:00 | 21110.2732 | 3
2017-03-07 06:00 | 22678.9889 | 3
2017-03-07 07:00 | 24989.0684 | 3
2017-03-07 08:00 | 25653.6503 | 3
2017-03-07 09:00 | 24872.5505 | 3
2017-03-07 10:00 | 24320.1453 | 3
2017-03-07 11:00 | 24220.9347 | 3
2017-03-07 12:00 | 23894.7477 | 3
2017-03-07 13:00 | 24091.7966 | 3
2017-03-07 14:00 | 24180.7249 | 3
2017-03-07 15:00 | 24001.1049 | 3
2017-03-07 16:00 | 24227.2388 | 3
2017-03-07 17:00 | 24489.314 | 3
2017-03-07 18:00 | 25795.2799 | 3
2017-03-07 19:00 | 28025.7969 | 3
2017-03-07 20:00 | 28040.7888 | 3
2017-03-07 21:00 | 27251.8737 | 3
2017-03-07 22:00 | 25728.4176 | 3
2017-03-07 23:00 | 23725.7174 | 3
2017-03-08 | 21869.7663 | 3
2017-03-08 01:00 | 20686.7698 | 3
2017-03-08 02:00 | 19951.8181 | 3
2017-03-08 03:00 | 19659.1025 | 3
2017-03-08 04:00 | 19618.6863 | 3
2017-03-08 05:00 | 20279.1262 | 3
2017-03-08 06:00 | 22010.3677 | 3
2017-03-08 07:00 | 24158.6775 | 3
2017-03-08 08:00 | 24917.122 | 3
2017-03-08 09:00 | 24225.6686 | 3
2017-03-08 10:00 | 23843.2011 | 3
2017-03-08 11:00 | 23763.0279 | 3
2017-03-08 12:00 | 24063.9487 | 3
2017-03-08 13:00 | 23991.8809 | 3
2017-03-08 14:00 | 24095.4303 | 3
2017-03-08 15:00 | 24214.2902 | 3
2017-03-08 16:00 | 24576.3713 | 3
2017-03-08 17:00 | 25229.7224 | 3
2017-03-08 18:00 | 26258.5012 | 3
2017-03-08 19:00 | 28079.8595 | 3
2017-03-08 20:00 | 28016.2757 | 3
2017-03-08 21:00 | 27085.7836 | 3
2017-03-08 22:00 | 25504.6697 | 3
2017-03-08 23:00 | 23567.4501 | 3
2017-03-09 | 21737.6638 | 3
2017-03-09 01:00 | 20478.692 | 3
2017-03-09 02:00 | 19778.9753 | 3
2017-03-09 03:00 | 19334.7331 | 3
2017-03-09 04:00 | 19261.4495 | 3
2017-03-09 05:00 | 19782.6951 | 3
2017-03-09 06:00 | 21416.6759 | 3
2017-03-09 07:00 | 23478.4969 | 3
2017-03-09 08:00 | 24214.8016 | 3
2017-03-09 09:00 | 23732.1317 | 3
2017-03-09 10:00 | 23903.9423 | 3
2017-03-09 11:00 | 24454.4818 | 3
2017-03-09 12:00 | 24534.1762 | 3
2017-03-09 13:00 | 24622.5359 | 3
2017-03-09 14:00 | 25028.6138 | 3
2017-03-09 15:00 | 25398.1381 | 3
2017-03-09 16:00 | 25577.4322 | 3
2017-03-09 17:00 | 26184.658 | 3
2017-03-09 18:00 | 27050.9199 | 3
2017-03-09 19:00 | 28648.7314 | 3
2017-03-09 20:00 | 28329.122 | 3
2017-03-09 21:00 | 27277.7955 | 3
2017-03-09 22:00 | 25642.2537 | 3
2017-03-09 23:00 | 23563.1101 | 3
2017-03-10 | 21703.5279 | 3
2017-03-10 01:00 | 20464.2178 | 3
2017-03-10 02:00 | 19765.7783 | 3
2017-03-10 03:00 | 19331.1408 | 3
2017-03-10 04:00 | 19215.9462 | 3
2017-03-10 05:00 | 19703.7541 | 3
2017-03-10 06:00 | 21128.0997 | 3
2017-03-10 07:00 | 23040.1681 | 3
2017-03-10 08:00 | 24118.0666 | 3
2017-03-10 09:00 | 24455.8685 | 3
2017-03-10 10:00 | 24613.433 | 3
2017-03-10 11:00 | 25261.8336 | 3
2017-03-10 12:00 | 25800.4967 | 3
2017-03-10 13:00 | 26000.8939 | 3
2017-03-10 14:00 | 25996.7135 | 3
2017-03-10 15:00 | 25700.7427 | 3
2017-03-10 16:00 | 25641.8941 | 3
2017-03-10 17:00 | 25800.6312 | 3
2017-03-10 18:00 | 26475.9934 | 3
2017-03-10 19:00 | 27833.7775 | 3
2017-03-10 20:00 | 27569.1511 | 3
2017-03-10 21:00 | 26669.2235 | 3
2017-03-10 22:00 | 25383.4741 | 3
2017-03-10 23:00 | 23681.1045 | 3
2017-03-11 | 22089.3164 | 3
2017-03-11 01:00 | 20711.6055 | 3
2017-03-11 02:00 | 20066.6878 | 3
2017-03-11 03:00 | 19543.7074 | 3
2017-03-11 04:00 | 19341.1701 | 3
2017-03-11 05:00 | 19352.9445 | 3
2017-03-11 06:00 | 19699.3799 | 3
2017-03-11 07:00 | 20220.9592 | 3
2017-03-11 08:00 | 20546.1278 | 3
2017-03-11 09:00 | 20921.6671 | 3
2017-03-11 10:00 | 21394.478 | 3
2017-03-11 11:00 | 21548.8005 | 3
2017-03-11 12:00 | 21659.4638 | 3
2017-03-11 13:00 | 21773.1896 | 3
2017-03-11 14:00 | 21821.9158 | 3
2017-03-11 15:00 | 22261.506 | 3
2017-03-11 16:00 | 22901.715 | 3
2017-03-11 17:00 | 23281.3621 | 3
2017-03-11 18:00 | 24470.8245 | 3
2017-03-11 19:00 | 26119.5671 | 3
2017-03-11 20:00 | 25990.7787 | 3
2017-03-11 21:00 | 25225.0725 | 3
2017-03-11 22:00 | 24040.2244 | 3
2017-03-11 23:00 | 22511.0792 | 3
2017-03-12 | 21098.6946 | 3
2017-03-12 01:00 | 19897.4698 | 3
2017-03-12 02:00 | 19084.7576 | 3
2017-03-12 03:00 | The supplied DateTime represents an invalid time. For example, when the clock is adjusted forward, any time in the period that is skipped is invalid. Parameter name: dateTime | 3
2017-03-12 04:00 | The supplied DateTime represents an invalid time. For example, when the clock is adjusted forward, any time in the period that is skipped is invalid. Parameter name: dateTime | 3
2017-03-12 05:00 | 18418.5681 | 3
2017-03-12 06:00 | 18651.7668 | 3
2017-03-12 07:00 | 19308.4113 | 3
2017-03-12 08:00 | 19538.3113 | 3
2017-03-12 09:00 | 19646.6683 | 3
2017-03-12 10:00 | 19554.7995 | 3
2017-03-12 11:00 | 19548.9969 | 3
2017-03-12 12:00 | 19656.0608 | 3
2017-03-12 13:00 | 19738.3717 | 3
2017-03-12 14:00 | 20018.8266 | 3
2017-03-12 15:00 | 20558.8186 | 3
2017-03-12 16:00 | 21395.0702 | 3
2017-03-12 17:00 | 21991.3475 | 3
2017-03-12 18:00 | 23255.7966 | 3
2017-03-12 19:00 | 24649.4905 | 3
2017-03-12 20:00 | 26281.6857 | 3
2017-03-12 21:00 | 26236.7757 | 3
2017-03-12 22:00 | 25010.3207 | 3
2017-03-12 23:00 | 23269.4096 | 3
2017-03-13 | 21350.7573 | 3
2017-03-13 01:00 | 20269.4171 | 3
2017-03-13 02:00 | 19421.6681 | 3
2017-03-13 03:00 | 18948.4898 | 3
2017-03-13 04:00 | 18944.0817 | 3
2017-03-13 05:00 | 19149.1392 | 3
2017-03-13 06:00 | 20595.88 | 3
2017-03-13 07:00 | 23074.5265 | 3
2017-03-13 08:00 | 24704.6095 | 3
2017-03-13 09:00 | 24682.4929 | 3
2017-03-13 10:00 | 24342.3354 | 3
2017-03-13 11:00 | 24464.2063 | 3
2017-03-13 12:00 | 24721.8343 | 3
2017-03-13 13:00 | 24973.4645 | 3
2017-03-13 14:00 | 25593.528 | 3
2017-03-13 15:00 | 26021.1185 | 3
2017-03-13 16:00 | 26165.9036 | 3
2017-03-13 17:00 | 26797.0661 | 3
2017-03-13 18:00 | 27459.6546 | 3
2017-03-13 19:00 | 27990.8727 | 3
2017-03-13 20:00 | 29074.513 | 3
2017-03-13 21:00 | 28670.8755 | 3
2017-03-13 22:00 | 27052.0225 | 3
2017-03-13 23:00 | 24692.8521 | 3
2017-03-14 | 22468.708 | 3
2017-03-14 01:00 | 21233.1692 | 3
2017-03-14 02:00 | 20279.216 | 3
2017-03-14 03:00 | 19709.4425 | 3
2017-03-14 04:00 | 19570.0876 | 3
2017-03-14 05:00 | 19857.7079 | 3
2017-03-14 06:00 | 21018.7244 | 3
2017-03-14 07:00 | 23509.4197 | 3
2017-03-14 08:00 | 24932.1796 | 3
2017-03-14 09:00 | 24901.6687 | 3
2017-03-14 10:00 | 24766.5541 | 3
2017-03-14 11:00 | 24894.2582 | 3
2017-03-14 12:00 | 25136.0514 | 3
2017-03-14 13:00 | 25358.7155 | 3
2017-03-14 14:00 | 26032.5445 | 3
2017-03-14 15:00 | 26571.5121 | 3
2017-03-14 16:00 | 27230.8871 | 3
2017-03-14 17:00 | 27868.8753 | 3
2017-03-14 18:00 | 28125.525 | 3
2017-03-14 19:00 | 28490.9856 | 3
2017-03-14 20:00 | 29530.6882 | 3
2017-03-14 21:00 | 29030.1639 | 3
2017-03-14 22:00 | 27457.5897 | 3
2017-03-14 23:00 | 25080.6506 | 3
2017-03-15 | 22798.4445 | 3
2017-03-15 01:00 | 21386.689 | 3
2017-03-15 02:00 | 20531.4934 | 3
2017-03-15 03:00 | 19938.1932 | 3
2017-03-15 04:00 | 19713.0767 | 3
2017-03-15 05:00 | 19915.9256 | 3
2017-03-15 06:00 | 21056.3576 | 3
2017-03-15 07:00 | 23233.4055 | 3
2017-03-15 08:00 | 24301.9583 | 3
2017-03-15 09:00 | 24320.2198 | 3
2017-03-15 10:00 | 24302.6844 | 3
2017-03-15 11:00 | 24619.2087 | 3
2017-03-15 12:00 | 24851.164 | 3
2017-03-15 13:00 | 24891.5718 | 3
2017-03-15 14:00 | 25339.4443 | 3
2017-03-15 15:00 | 25974.1662 | 3
2017-03-15 16:00 | 26054.3568 | 3
2017-03-15 17:00 | 26614.2056 | 3
2017-03-15 18:00 | 27064.006 | 3
2017-03-15 19:00 | 27333.6567 | 3
2017-03-15 20:00 | 28751.6879 | 3
2017-03-15 21:00 | 28482.2535 | 3
2017-03-15 22:00 | 27150.6056 | 3
2017-03-15 23:00 | 24872.303 | 3
2017-03-16 | 22675.5411 | 3
2017-03-16 01:00 | 21136.8832 | 3
2017-03-16 02:00 | 20472.8811 | 3
2017-03-16 03:00 | 20213.355 | 3
2017-03-16 04:00 | 20000.4186 | 3
2017-03-16 05:00 | 20251.0851 | 3
2017-03-16 06:00 | 21365.4474 | 3
2017-03-16 07:00 | 23872.5608 | 3
2017-03-16 08:00 | 25253.6794 | 3
2017-03-16 09:00 | 25332.2356 | 3
2017-03-16 10:00 | 25175.7264 | 3
2017-03-16 11:00 | 25168.4297 | 3
2017-03-16 12:00 | 25189.3582 | 3
2017-03-16 13:00 | 25168.4912 | 3
2017-03-16 14:00 | 25527.6014 | 3
2017-03-16 15:00 | 25887.9732 | 3
2017-03-16 16:00 | 26234.7761 | 3
2017-03-16 17:00 | 26588.6516 | 3
2017-03-16 18:00 | 26966.0806 | 3
2017-03-16 19:00 | 27268.9057 | 3
2017-03-16 20:00 | 28618.2972 | 3
2017-03-16 21:00 | 28440.9793 | 3
2017-03-16 22:00 | 27053.5995 | 3
2017-03-16 23:00 | 24865.95 | 3
2017-03-17 | 22714.0345 | 3
2017-03-17 01:00 | 21229.3602 | 3
2017-03-17 02:00 | 20274.1929 | 3
2017-03-17 03:00 | 19753.7333 | 3
2017-03-17 04:00 | 19426.2389 | 3
2017-03-17 05:00 | 19946.5587 | 3
2017-03-17 06:00 | 21145.0047 | 3
2017-03-17 07:00 | 23541.9237 | 3
2017-03-17 08:00 | 24841.0414 | 3
2017-03-17 09:00 | 24950.5723 | 3
2017-03-17 10:00 | 24717.4624 | 3
2017-03-17 11:00 | 24481.8297 | 3
2017-03-17 12:00 | 24457.5671 | 3
2017-03-17 13:00 | 24876.0884 | 3
2017-03-17 14:00 | 25399.6777 | 3
2017-03-17 15:00 | 25525.0506 | 3
2017-03-17 16:00 | 25886.1972 | 3
2017-03-17 17:00 | 26458.1414 | 3
2017-03-17 18:00 | 26925.3628 | 3
2017-03-17 19:00 | 26922.5674 | 3
2017-03-17 20:00 | 27890.5739 | 3
2017-03-17 21:00 | 27680.7179 | 3
2017-03-17 22:00 | 26407.5462 | 3
2017-03-17 23:00 | 24500.1181 | 3
2017-03-18 | 22686.3902 | 3
2017-03-18 01:00 | 21543.0593 | 3
2017-03-18 02:00 | 20626.615 | 3
2017-03-18 03:00 | 19961.6723 | 3
2017-03-18 04:00 | 19546.0044 | 3
2017-03-18 05:00 | 19537.0028 | 3
2017-03-18 06:00 | 19988.8726 | 3
2017-03-18 07:00 | 20669.4449 | 3
2017-03-18 08:00 | 21117.6458 | 3
2017-03-18 09:00 | 21777.6197 | 3
2017-03-18 10:00 | 22250.6836 | 3
2017-03-18 11:00 | 22536.3178 | 3
2017-03-18 12:00 | 22747.6248 | 3
2017-03-18 13:00 | 22380.1593 | 3
2017-03-18 14:00 | 22440.3533 | 3
2017-03-18 15:00 | 22184.084 | 3
2017-03-18 16:00 | 22356.8317 | 3
2017-03-18 17:00 | 22615.8111 | 3
2017-03-18 18:00 | 23399.2936 | 3
2017-03-18 19:00 | 24315.4489 | 3
2017-03-18 20:00 | 25802.729 | 3
2017-03-18 21:00 | 25798.2151 | 3
2017-03-18 22:00 | 24750.1347 | 3
2017-03-18 23:00 | 23160.2929 | 3
2017-03-19 | 21496.0768 | 3
2017-03-19 01:00 | 20450.9243 | 3
2017-03-19 02:00 | 19468.1914 | 3
2017-03-19 03:00 | 18839.7249 | 3
2017-03-19 04:00 | 18571.1809 | 3
2017-03-19 05:00 | 18526.4214 | 3
2017-03-19 06:00 | 18823.1843 | 3
2017-03-19 07:00 | 19467.3491 | 3
2017-03-19 08:00 | 19776.3319 | 3
2017-03-19 09:00 | 20261.083 | 3
2017-03-19 10:00 | 20583.2976 | 3
2017-03-19 11:00 | 20900.2626 | 3
2017-03-19 12:00 | 20822.1904 | 3
2017-03-19 13:00 | 20706.8321 | 3
2017-03-19 14:00 | 21073.9355 | 3
2017-03-19 15:00 | 21469.248 | 3
2017-03-19 16:00 | 22201.3725 | 3
2017-03-19 17:00 | 22599.5938 | 3
2017-03-19 18:00 | 23369.943 | 3
2017-03-19 19:00 | 24185.4875 | 3
2017-03-19 20:00 | 25742.6339 | 3
2017-03-19 21:00 | 25754.9651 | 3
2017-03-19 22:00 | 24662.8035 | 3
2017-03-19 23:00 | 22840.6195 | 3
2017-03-20 | 21112.6242 | 3
2017-03-20 01:00 | 20275.233 | 3
2017-03-20 02:00 | 19697.7273 | 3
2017-03-20 03:00 | 19373.8568 | 3
2017-03-20 04:00 | 19324.4669 | 3
2017-03-20 05:00 | 19822.384 | 3
2017-03-20 06:00 | 21171.1188 | 3
2017-03-20 07:00 | 23459.006 | 3
2017-03-20 08:00 | 24990.0358 | 3
2017-03-20 09:00 | 25413.4897 | 3
2017-03-20 10:00 | 25500.7634 | 3
2017-03-20 11:00 | 25443.0901 | 3
2017-03-20 12:00 | 25140.5233 | 3
2017-03-20 13:00 | 24885.0822 | 3
2017-03-20 14:00 | 24959.8736 | 3
2017-03-20 15:00 | 24865.6575 | 3
2017-03-20 16:00 | 25131.2659 | 3
2017-03-20 17:00 | 25537.2204 | 3
2017-03-20 18:00 | 25976.9898 | 3
2017-03-20 19:00 | 26543.368 | 3
2017-03-20 20:00 | 28030.7286 | 3
2017-03-20 21:00 | 27723.8078 | 3
2017-03-20 22:00 | 26275.5971 | 3
2017-03-20 23:00 | 24279.8804 | 3
2017-03-21 | 22587.8971 | 3
2017-03-21 01:00 | 21311.762 | 3
2017-03-21 02:00 | 20621.791 | 3
2017-03-21 03:00 | 20327.0507 | 3
2017-03-21 04:00 | 19972.4545 | 3
2017-03-21 05:00 | 20291.1924 | 3
2017-03-21 06:00 | 21419.2766 | 3
2017-03-21 07:00 | 23888.0767 | 3
2017-03-21 08:00 | 25253.4961 | 3
2017-03-21 09:00 | 25476.9623 | 3
2017-03-21 10:00 | 25628.4595 | 3
2017-03-21 11:00 | 25442.8677 | 3
2017-03-21 12:00 | 25352.7931 | 3
2017-03-21 13:00 | 25548.6455 | 3
2017-03-21 14:00 | 24822.1389 | 3
2017-03-21 15:00 | 24987.2146 | 3
2017-03-21 16:00 | 25254.7303 | 3
2017-03-21 17:00 | 25016.7885 | 3
2017-03-21 18:00 | 25413.7102 | 3
2017-03-21 19:00 | 26102.5132 | 3
2017-03-21 20:00 | 27529.8714 | 3
2017-03-21 21:00 | 27352.9186 | 3
2017-03-21 22:00 | 26109.4754 | 3
2017-03-21 23:00 | 24144.2284 | 3
2017-03-22 | 22633.633 | 3
2017-03-22 01:00 | 21412.0541 | 3
2017-03-22 02:00 | 20623.5314 | 3
2017-03-22 03:00 | 20190.1978 | 3
2017-03-22 04:00 | 19988.7206 | 3
2017-03-22 05:00 | 20440.0951 | 3
2017-03-22 06:00 | 21692.8241 | 3
2017-03-22 07:00 | 23795.6236 | 3
2017-03-22 08:00 | 25266.5746 | 3
2017-03-22 09:00 | 25680.8743 | 3
2017-03-22 10:00 | 25628.2118 | 3
2017-03-22 11:00 | 25516.3433 | 3
2017-03-22 12:00 | 25458.9028 | 3
2017-03-22 13:00 | 25313.8484 | 3
2017-03-22 14:00 | 24956.7586 | 3
2017-03-22 15:00 | 24415.4656 | 3
2017-03-22 16:00 | 23940.8325 | 3
2017-03-22 17:00 | 24254.2642 | 3
2017-03-22 18:00 | 24663.1403 | 3
2017-03-22 19:00 | 25323.1681 | 3
2017-03-22 20:00 | 27057.8028 | 3
2017-03-22 21:00 | 27192.5308 | 3
2017-03-22 22:00 | 26005.3757 | 3
2017-03-22 23:00 | 24023.2786 | 3
2017-03-23 | 22090.7982 | 3
2017-03-23 01:00 | 20896.5655 | 3
2017-03-23 02:00 | 20531.6143 | 3
2017-03-23 03:00 | 20193.2041 | 3
2017-03-23 04:00 | 19998.1258 | 3
2017-03-23 05:00 | 20029.2372 | 3
2017-03-23 06:00 | 21259.4123 | 3
2017-03-23 07:00 | 23855.9345 | 3
2017-03-23 08:00 | 25096.9425 | 3
2017-03-23 09:00 | 24961.8327 | 3
2017-03-23 10:00 | 24377.5569 | 3
2017-03-23 11:00 | 24093.708 | 3
2017-03-23 12:00 | 23971.3609 | 3
2017-03-23 13:00 | 23668.6494 | 3
2017-03-23 14:00 | 23478.6586 | 3
2017-03-23 15:00 | 23434.8864 | 3
2017-03-23 16:00 | 23645.6036 | 3
2017-03-23 17:00 | 24113.7932 | 3
2017-03-23 18:00 | 24364.7075 | 3
2017-03-23 19:00 | 25163.6611 | 3
2017-03-23 20:00 | 27071.5639 | 3
2017-03-23 21:00 | 27101.1612 | 3
2017-03-23 22:00 | 25851.0053 | 3
2017-03-23 23:00 | 23900.2825 | 3
2017-03-24 | 22069.0221 | 3
2017-03-24 01:00 | 20884.3933 | 3
2017-03-24 02:00 | 20482.0442 | 3
2017-03-24 03:00 | 20135.1963 | 3
2017-03-24 04:00 | 19990.8569 | 3
2017-03-24 05:00 | 20409.6048 | 3
2017-03-24 06:00 | 21737.8994 | 3
2017-03-24 07:00 | 23904.185 | 3
2017-03-24 08:00 | 25318.1381 | 3
2017-03-24 09:00 | 25473.412 | 3
2017-03-24 10:00 | 25338.3348 | 3
2017-03-24 11:00 | 25240.6234 | 3
2017-03-24 12:00 | 25236.9273 | 3
2017-03-24 13:00 | 25289.3499 | 3
2017-03-24 14:00 | 25274.8627 | 3
2017-03-24 15:00 | 25335.8404 | 3
2017-03-24 16:00 | 25185.3582 | 3
2017-03-24 17:00 | 24930.6657 | 3
2017-03-24 18:00 | 24752.2917 | 3
2017-03-24 19:00 | 25290.4464 | 3
2017-03-24 20:00 | 26613.8039 | 3
2017-03-24 21:00 | 26510.5164 | 3
2017-03-24 22:00 | 25628.0736 | 3
2017-03-24 23:00 | 24055.0034 | 3
2017-03-25 | 22257.7848 | 3
2017-03-25 01:00 | 21099.7584 | 3
2017-03-25 02:00 | 20318.4263 | 3
2017-03-25 03:00 | 19757.0771 | 3
2017-03-25 04:00 | 19387.7153 | 3
2017-03-25 05:00 | 19446.033 | 3
2017-03-25 06:00 | 19809.0807 | 3
2017-03-25 07:00 | 20760.7752 | 3
2017-03-25 08:00 | 21217.6519 | 3
2017-03-25 09:00 | 21699.9966 | 3
2017-03-25 10:00 | 22144.1731 | 3
2017-03-25 11:00 | 22208.1397 | 3
2017-03-25 12:00 | 21770.3931 | 3
2017-03-25 13:00 | 21515.6183 | 3
2017-03-25 14:00 | 21079.6025 | 3
2017-03-25 15:00 | 20761.9209 | 3
2017-03-25 16:00 | 20749.7925 | 3
2017-03-25 17:00 | 21034.2121 | 3
2017-03-25 18:00 | 21741.087 | 3
2017-03-25 19:00 | 22526.0757 | 3
2017-03-25 20:00 | 24328.0724 | 3
2017-03-25 21:00 | 24668.7258 | 3
2017-03-25 22:00 | 23898.1826 | 3
2017-03-25 23:00 | 22618.8641 | 3
2017-03-26 | 21210.6531 | 3
2017-03-26 01:00 | 20152.3863 | 3
2017-03-26 02:00 | 19569.5125 | 3
2017-03-26 03:00 | 19262.0848 | 3
2017-03-26 04:00 | 18733.0126 | 3
2017-03-26 05:00 | 18641.3315 | 3
2017-03-26 06:00 | 18859.4474 | 3
2017-03-26 07:00 | 19437.0704 | 3
2017-03-26 08:00 | 19760.5363 | 3
2017-03-26 09:00 | 20743.4053 | 3
2017-03-26 10:00 | 21127.766 | 3
2017-03-26 11:00 | 21095.1158 | 3
2017-03-26 12:00 | 20736.2957 | 3
2017-03-26 13:00 | 20493.3488 | 3
2017-03-26 14:00 | 20426.6303 | 3
2017-03-26 15:00 | 20366.9745 | 3
2017-03-26 16:00 | 20672.7246 | 3
2017-03-26 17:00 | 21352.9746 | 3
2017-03-26 18:00 | 22032.7759 | 3
2017-03-26 19:00 | 23109.625 | 3
2017-03-26 20:00 | 24881.3563 | 3
2017-03-26 21:00 | 25140.0341 | 3
2017-03-26 22:00 | 24022.1111 | 3
2017-03-26 23:00 | 22321.296 | 3
2017-03-27 | 20597.2935 | 3
2017-03-27 01:00 | 19702.4945 | 3
2017-03-27 02:00 | 19122.4413 | 3
2017-03-27 03:00 | 18927.7551 | 3
2017-03-27 04:00 | 18973.9558 | 3
2017-03-27 05:00 | 19305.9725 | 3
2017-03-27 06:00 | 20504.9711 | 3
2017-03-27 07:00 | 23029.3983 | 3
2017-03-27 08:00 | 24282.3319 | 3
2017-03-27 09:00 | 24583.7589 | 3
2017-03-27 10:00 | 24236.4035 | 3
2017-03-27 11:00 | 24233.603 | 3
2017-03-27 12:00 | 23934.2306 | 3
2017-03-27 13:00 | 23555.8499 | 3
2017-03-27 14:00 | 23311.263 | 3
2017-03-27 15:00 | 23225.735 | 3
2017-03-27 16:00 | 23293.927 | 3
2017-03-27 17:00 | 23529.8764 | 3
2017-03-27 18:00 | 23692.1225 | 3
2017-03-27 19:00 | 24830.7995 | 3
2017-03-27 20:00 | 26817.6922 | 3
2017-03-27 21:00 | 27001.1539 | 3
2017-03-27 22:00 | 25502.0956 | 3
2017-03-27 23:00 | 23428.2948 | 3
2017-03-28 | 21460.5984 | 3
2017-03-28 01:00 | 20264.4146 | 3
2017-03-28 02:00 | 19740.6352 | 3
2017-03-28 03:00 | 19137.5079 | 3
2017-03-28 04:00 | 19030.3019 | 3
2017-03-28 05:00 | 19652.4842 | 3
2017-03-28 06:00 | 21178.3118 | 3
2017-03-28 07:00 | 23647.5153 | 3
2017-03-28 08:00 | 24742.9791 | 3
2017-03-28 09:00 | 24495.8158 | 3
2017-03-28 10:00 | 23985.016 | 3
2017-03-28 11:00 | 23856.2959 | 3
2017-03-28 12:00 | 23938.7365 | 3
2017-03-28 13:00 | 23664.4704 | 3
2017-03-28 14:00 | 23728.4253 | 3
2017-03-28 15:00 | 23887.8989 | 3
2017-03-28 16:00 | 24251.3908 | 3
2017-03-28 17:00 | 24282.7941 | 3
2017-03-28 18:00 | 24601.5926 | 3
2017-03-28 19:00 | 25334.7593 | 3
2017-03-28 20:00 | 26921.733 | 3
2017-03-28 21:00 | 27083.2237 | 3
2017-03-28 22:00 | 25801.4141 | 3
2017-03-28 23:00 | 23801.7718 | 3
2017-03-29 | 21922.2914 | 3
2017-03-29 01:00 | 20664.6004 | 3
2017-03-29 02:00 | 19780.6079 | 3
2017-03-29 03:00 | 19248.9794 | 3
2017-03-29 04:00 | 19171.4618 | 3
2017-03-29 05:00 | 19698.5064 | 3
2017-03-29 06:00 | 21022.5045 | 3
2017-03-29 07:00 | 23347.8455 | 3
2017-03-29 08:00 | 24437.3143 | 3
2017-03-29 09:00 | 24381.6174 | 3
2017-03-29 10:00 | 23996.2023 | 3
2017-03-29 11:00 | 23897.2301 | 3
2017-03-29 12:00 | 24066.397 | 3
2017-03-29 13:00 | 24188.6407 | 3
2017-03-29 14:00 | 24487.3739 | 3
2017-03-29 15:00 | 24926.4376 | 3
2017-03-29 16:00 | 25226.2335 | 3
2017-03-29 17:00 | 25353.2351 | 3
2017-03-29 18:00 | 25743.1747 | 3
2017-03-29 19:00 | 26200.4886 | 3
2017-03-29 20:00 | 27283.0557 | 3
2017-03-29 21:00 | 27390.8191 | 3
2017-03-29 22:00 | 26043.0294 | 3
2017-03-29 23:00 | 23887.8678 | 3
2017-03-30 | 21876.9411 | 3
2017-03-30 01:00 | 20485.5817 | 3
2017-03-30 02:00 | 20036.8189 | 3
2017-03-30 03:00 | 19620.1831 | 3
2017-03-30 04:00 | 19553.8209 | 3
2017-03-30 05:00 | 19758.0523 | 3
2017-03-30 06:00 | 20757.1296 | 3
2017-03-30 07:00 | 22955.728 | 3
2017-03-30 08:00 | 24109.0842 | 3
2017-03-30 09:00 | 24177.502 | 3
2017-03-30 10:00 | 24083.0225 | 3
2017-03-30 11:00 | 24437.2573 | 3
2017-03-30 12:00 | 24171.7005 | 3
2017-03-30 13:00 | 23751.1944 | 3
2017-03-30 14:00 | 23540.86 | 3
2017-03-30 15:00 | 23458.7174 | 3
2017-03-30 16:00 | 23619.3603 | 3
2017-03-30 17:00 | 23912.825 | 3
2017-03-30 18:00 | 24111.2657 | 3
2017-03-30 19:00 | 24845.1214 | 3
2017-03-30 20:00 | 26184.4911 | 3
2017-03-30 21:00 | 26579.7034 | 3
2017-03-30 22:00 | 25757.1095 | 3
2017-03-30 23:00 | 23932.9884 | 3
2017-03-31 | 21895.5395 | 3
2017-03-31 01:00 | 20678.8584 | 3
2017-03-31 02:00 | 20107.5687 | 3
2017-03-31 03:00 | 20069.3186 | 3
2017-03-31 04:00 | 19617.1258 | 3
2017-03-31 05:00 | 20014.3617 | 3
2017-03-31 06:00 | 21214.7544 | 3
2017-03-31 07:00 | 23386.4448 | 3
2017-03-31 08:00 | 24397.4856 | 3
2017-03-31 09:00 | 24055.2883 | 3
2017-03-31 10:00 | 23385.672 | 3
2017-03-31 11:00 | 23490.3084 | 3
2017-03-31 12:00 | 23322.8892 | 3
2017-03-31 13:00 | 22801.7984 | 3
2017-03-31 14:00 | 22675.2851 | 3
2017-03-31 15:00 | 22741.134 | 3
2017-03-31 16:00 | 22930.1664 | 3
2017-03-31 17:00 | 23586.7355 | 3
2017-03-31 18:00 | 23975.2678 | 3
2017-03-31 19:00 | 24434.0755 | 3
2017-03-31 20:00 | 25879.0368 | 3
2017-03-31 21:00 | 26213.3832 | 3
2017-03-31 22:00 | 25474.5652 | 3
2017-03-31 23:00 | 23799.6475 | 3
2017-04-01 | 22078.5227 | 4
2017-04-01 01:00 | 20646.0343 | 4
2017-04-01 02:00 | 19728.9802 | 4
2017-04-01 03:00 | 19232.6383 | 4
2017-04-01 04:00 | 18992.1173 | 4
2017-04-01 05:00 | 19076.3981 | 4
2017-04-01 06:00 | 19629.5153 | 4
2017-04-01 07:00 | 20512.6787 | 4
2017-04-01 08:00 | 20799.7777 | 4
2017-04-01 09:00 | 20879.0276 | 4
2017-04-01 10:00 | 20761.3864 | 4
2017-04-01 11:00 | 20834.2838 | 4
2017-04-01 12:00 | 20469.9053 | 4
2017-04-01 13:00 | 20212.9623 | 4
2017-04-01 14:00 | 20196.2279 | 4
2017-04-01 15:00 | 20433.4969 | 4
2017-04-01 16:00 | 20926.5244 | 4
2017-04-01 17:00 | 21830.657 | 4
2017-04-01 18:00 | 22342.5904 | 4
2017-04-01 19:00 | 23457.2936 | 4
2017-04-01 20:00 | 24792.2338 | 4
2017-04-01 21:00 | 25190.6693 | 4
2017-04-01 22:00 | 24432.8129 | 4
2017-04-01 23:00 | 22972.7254 | 4
2017-04-02 | 21330.9732 | 4
2017-04-02 01:00 | 20152.4043 | 4
2017-04-02 02:00 | 19271.2602 | 4
2017-04-02 03:00 | 18669.0919 | 4
2017-04-02 04:00 | 18367.8674 | 4
2017-04-02 05:00 | 18295.8955 | 4
2017-04-02 06:00 | 18677.6617 | 4
2017-04-02 07:00 | 19097.1704 | 4
2017-04-02 08:00 | 19151.3162 | 4
2017-04-02 09:00 | 19413.7399 | 4
2017-04-02 10:00 | 19654.6765 | 4
2017-04-02 11:00 | 19470.975 | 4
2017-04-02 12:00 | 19390.7923 | 4
2017-04-02 13:00 | 19325.266 | 4
2017-04-02 14:00 | 19534.0666 | 4
2017-04-02 15:00 | 19908.8006 | 4
2017-04-02 16:00 | 20454.1357 | 4
2017-04-02 17:00 | 21657.0447 | 4
2017-04-02 18:00 | 22651.0598 | 4
2017-04-02 19:00 | 23810.7116 | 4
2017-04-02 20:00 | 25438.422 | 4
2017-04-02 21:00 | 25987.5369 | 4
2017-04-02 22:00 | 24790.0169 | 4
2017-04-02 23:00 | 22899.655 | 4
2017-04-03 | 20968.5552 | 4
2017-04-03 01:00 | 19718.9149 | 4
2017-04-03 02:00 | 19405.1283 | 4
2017-04-03 03:00 | 19131.2565 | 4
2017-04-03 04:00 | 18877.9998 | 4
2017-04-03 05:00 | 19247.0181 | 4
2017-04-03 06:00 | 20647.1638 | 4
2017-04-03 07:00 | 22881.123 | 4
2017-04-03 08:00 | 24007.8416 | 4
2017-04-03 09:00 | 24057.0138 | 4
2017-04-03 10:00 | 23638.1548 | 4
2017-04-03 11:00 | 23400.8159 | 4
2017-04-03 12:00 | 23583.8012 | 4
2017-04-03 13:00 | 23383.1806 | 4
2017-04-03 14:00 | 23533.3904 | 4
2017-04-03 15:00 | 23662.3522 | 4
2017-04-03 16:00 | 23834.9561 | 4
2017-04-03 17:00 | 24313.2 | 4
2017-04-03 18:00 | 24926.8042 | 4
2017-04-03 19:00 | 25614.3036 | 4
2017-04-03 20:00 | 27000.0901 | 4
2017-04-03 21:00 | 27204.7029 | 4
2017-04-03 22:00 | 25924.4032 | 4
2017-04-03 23:00 | 23794.5171 | 4
2017-04-04 | 21922.639 | 4
2017-04-04 01:00 | 20554.8758 | 4
2017-04-04 02:00 | 19747.6924 | 4
2017-04-04 03:00 | 19249.946 | 4
2017-04-04 04:00 | 19006.0411 | 4
2017-04-04 05:00 | 19523.6786 | 4
2017-04-04 06:00 | 21107.446 | 4
2017-04-04 07:00 | 23437.5392 | 4
2017-04-04 08:00 | 24590.5839 | 4
2017-04-04 09:00 | 24499.0987 | 4
2017-04-04 10:00 | 24035.0472 | 4
2017-04-04 11:00 | 23725.4486 | 4
2017-04-04 12:00 | 23607.6965 | 4
2017-04-04 13:00 | 23458.2524 | 4
2017-04-04 14:00 | 23917.1971 | 4
2017-04-04 15:00 | 24455.9676 | 4
2017-04-04 16:00 | 24905.2495 | 4
2017-04-04 17:00 | 25438.8186 | 4
2017-04-04 18:00 | 26009.2594 | 4
2017-04-04 19:00 | 26412.5836 | 4
2017-04-04 20:00 | 27806.0367 | 4
2017-04-04 21:00 | 27976.3884 | 4
2017-04-04 22:00 | 26588.4028 | 4
2017-04-04 23:00 | 24403.1275 | 4
2017-04-05 | 22371.3669 | 4
2017-04-05 01:00 | 21094.942 | 4
2017-04-05 02:00 | 20239.5214 | 4
2017-04-05 03:00 | 19726.5745 | 4
2017-04-05 04:00 | 19584.3155 | 4
2017-04-05 05:00 | 20091.3786 | 4
2017-04-05 06:00 | 21448.0991 | 4
2017-04-05 07:00 | 23591.3073 | 4
2017-04-05 08:00 | 24596.2493 | 4
2017-04-05 09:00 | 24767.7218 | 4
2017-04-05 10:00 | 24618.5253 | 4
2017-04-05 11:00 | 24609.7492 | 4
2017-04-05 12:00 | 24815.5857 | 4
2017-04-05 13:00 | 24996.6984 | 4
2017-04-05 14:00 | 25436.4571 | 4
2017-04-05 15:00 | 25895.0039 | 4
2017-04-05 16:00 | 26346.8017 | 4
2017-04-05 17:00 | 26811.6399 | 4
2017-04-05 18:00 | 27206.4143 | 4
2017-04-05 19:00 | 27421.7716 | 4
2017-04-05 20:00 | 28487.1607 | 4
2017-04-05 21:00 | 28620.6698 | 4
2017-04-05 22:00 | 27196.3362 | 4
2017-04-05 23:00 | 25017.6534 | 4
2017-04-06 | 22856.6015 | 4
2017-04-06 01:00 | 21399.7078 | 4
2017-04-06 02:00 | 20357.8913 | 4
2017-04-06 03:00 | 19809.8982 | 4
2017-04-06 04:00 | 19584.2046 | 4
2017-04-06 05:00 | 19994.1051 | 4
2017-04-06 06:00 | 21448.7602 | 4
2017-04-06 07:00 | 23551.7628 | 4
2017-04-06 08:00 | 24897.8933 | 4
2017-04-06 09:00 | 25628.2587 | 4
2017-04-06 10:00 | 25626.5426 | 4
2017-04-06 11:00 | 25659.3377 | 4
2017-04-06 12:00 | 25922.9283 | 4
2017-04-06 13:00 | 26199.4329 | 4
2017-04-06 14:00 | 26304.8639 | 4
2017-04-06 15:00 | 26195.5722 | 4
2017-04-06 16:00 | 26480.9357 | 4
2017-04-06 17:00 | 26422.8823 | 4
2017-04-06 18:00 | 26521.8383 | 4
2017-04-06 19:00 | 26800.818 | 4
2017-04-06 20:00 | 27800.4733 | 4
2017-04-06 21:00 | 27696.8726 | 4
2017-04-06 22:00 | 26242.8301 | 4
2017-04-06 23:00 | 24255.0695 | 4
2017-04-07 | 22359.8058 | 4
2017-04-07 01:00 | 21000.1624 | 4
2017-04-07 02:00 | 20237.1918 | 4
2017-04-07 03:00 | 19767.1065 | 4
2017-04-07 04:00 | 19583.1768 | 4
2017-04-07 05:00 | 19959.3609 | 4
2017-04-07 06:00 | 21270.0712 | 4
2017-04-07 07:00 | 23425.9466 | 4
2017-04-07 08:00 | 24617.0416 | 4
2017-04-07 09:00 | 25160.937 | 4
2017-04-07 10:00 | 25207.0078 | 4
2017-04-07 11:00 | 25146.5147 | 4
2017-04-07 12:00 | 24950.1753 | 4
2017-04-07 13:00 | 24889.2992 | 4
2017-04-07 14:00 | 24754.4048 | 4
2017-04-07 15:00 | 24591.9216 | 4
2017-04-07 16:00 | 24747.1709 | 4
2017-04-07 17:00 | 24680.6455 | 4
2017-04-07 18:00 | 25161.7126 | 4
2017-04-07 19:00 | 25581.5748 | 4
2017-04-07 20:00 | 26557.1885 | 4
2017-04-07 21:00 | 26751.0945 | 4
2017-04-07 22:00 | 25851.7436 | 4
2017-04-07 23:00 | 24173.9828 | 4
2017-04-08 | 22429.1814 | 4
2017-04-08 01:00 | 21080.4189 | 4
2017-04-08 02:00 | 20132.2349 | 4
2017-04-08 03:00 | 19529.9867 | 4
2017-04-08 04:00 | 19286.2824 | 4
2017-04-08 05:00 | 19342.7182 | 4
2017-04-08 06:00 | 19901.7086 | 4
2017-04-08 07:00 | 20680.0636 | 4
2017-04-08 08:00 | 21015.9029 | 4
2017-04-08 09:00 | 21620.4717 | 4
2017-04-08 10:00 | 22470.2784 | 4
2017-04-08 11:00 | 22744.6858 | 4
2017-04-08 12:00 | 22100.884 | 4
2017-04-08 13:00 | 21454.1856 | 4
2017-04-08 14:00 | 21019.4546 | 4
2017-04-08 15:00 | 20885.1311 | 4
2017-04-08 16:00 | 20835.8568 | 4
2017-04-08 17:00 | 21272.5103 | 4
2017-04-08 18:00 | 21525.1897 | 4
2017-04-08 19:00 | 22424.9923 | 4
2017-04-08 20:00 | 24191.6603 | 4
2017-04-08 21:00 | 25030.4336 | 4
2017-04-08 22:00 | 24377.0719 | 4
2017-04-08 23:00 | 23027.4667 | 4
2017-04-09 | 21373.0527 | 4
2017-04-09 01:00 | 20086.6744 | 4
2017-04-09 02:00 | 19347.4878 | 4
2017-04-09 03:00 | 18940.3466 | 4
2017-04-09 04:00 | 18755.6486 | 4
2017-04-09 05:00 | 18901.3185 | 4
2017-04-09 06:00 | 19252.3935 | 4
2017-04-09 07:00 | 19770.6251 | 4
2017-04-09 08:00 | 19878.3292 | 4
2017-04-09 09:00 | 20301.605 | 4
2017-04-09 10:00 | 20271.4249 | 4
2017-04-09 11:00 | 20070.82 | 4
2017-04-09 12:00 | 19666.768 | 4
2017-04-09 13:00 | 19314.8877 | 4
2017-04-09 14:00 | 19060.4466 | 4
2017-04-09 15:00 | 18849.7148 | 4
2017-04-09 16:00 | 19235.8979 | 4
2017-04-09 17:00 | 19959.2261 | 4
2017-04-09 18:00 | 20890.8556 | 4
2017-04-09 19:00 | 22368.2155 | 4
2017-04-09 20:00 | 24243.1443 | 4
2017-04-09 21:00 | 25046.717 | 4
2017-04-09 22:00 | 24190.2142 | 4
2017-04-09 23:00 | 22525.1815 | 4
2017-04-10 | 20739.1336 | 4
2017-04-10 01:00 | 19629.4748 | 4
2017-04-10 02:00 | 18969.7623 | 4
2017-04-10 03:00 | 18521.7657 | 4
2017-04-10 04:00 | 18581.5812 | 4
2017-04-10 05:00 | 19159.6841 | 4
2017-04-10 06:00 | 20650.128 | 4
2017-04-10 07:00 | 22810.3706 | 4
2017-04-10 08:00 | 24121.5759 | 4
2017-04-10 09:00 | 24200.8628 | 4
2017-04-10 10:00 | 23859.0607 | 4
2017-04-10 11:00 | 23555.9399 | 4
2017-04-10 12:00 | 23524.2041 | 4
2017-04-10 13:00 | 23658.1584 | 4
2017-04-10 14:00 | 23940.4665 | 4
2017-04-10 15:00 | 24210.7537 | 4
2017-04-10 16:00 | 24291.6269 | 4
2017-04-10 17:00 | 24408.2622 | 4
2017-04-10 18:00 | 24923.7802 | 4
2017-04-10 19:00 | 25692.6292 | 4
2017-04-10 20:00 | 27069.8359 | 4
2017-04-10 21:00 | 27484.1651 | 4
2017-04-10 22:00 | 26222.4793 | 4
2017-04-10 23:00 | 24166.1989 | 4
2017-04-11 | 22274.9116 | 4
2017-04-11 01:00 | 21104.1226 | 4
2017-04-11 02:00 | 20328.758 | 4
2017-04-11 03:00 | 19872.5635 | 4
2017-04-11 04:00 | 19758.6183 | 4
2017-04-11 05:00 | 20145.802 | 4
2017-04-11 06:00 | 21552.7884 | 4
2017-04-11 07:00 | 23602.1114 | 4
2017-04-11 08:00 | 24714.7322 | 4
2017-04-11 09:00 | 25076.506 | 4
2017-04-11 10:00 | 24996.2181 | 4
2017-04-11 11:00 | 25298.5378 | 4
2017-04-11 12:00 | 24942.9509 | 4
2017-04-11 13:00 | 24953.5074 | 4
2017-04-11 14:00 | 25404.8918 | 4
2017-04-11 15:00 | 25431.1585 | 4
2017-04-11 16:00 | 25517.1814 | 4
2017-04-11 17:00 | 25628.2278 | 4
2017-04-11 18:00 | 25725.0431 | 4
2017-04-11 19:00 | 26170.9628 | 4
2017-04-11 20:00 | 27530.2737 | 4
2017-04-11 21:00 | 27455.405 | 4
2017-04-11 22:00 | 26303.8044 | 4
2017-04-11 23:00 | 24283.384 | 4
2017-04-12 | 22299.7541 | 4
2017-04-12 01:00 | 21057.9962 | 4
2017-04-12 02:00 | 20502.1359 | 4
2017-04-12 03:00 | 20154.7553 | 4
2017-04-12 04:00 | 19990.4196 | 4
2017-04-12 05:00 | 20428.2663 | 4
2017-04-12 06:00 | 21501.3151 | 4
2017-04-12 07:00 | 23447.9386 | 4
2017-04-12 08:00 | 24433.4998 | 4
2017-04-12 09:00 | 24508.3636 | 4
2017-04-12 10:00 | 24533.1985 | 4
2017-04-12 11:00 | 24727.2533 | 4
2017-04-12 12:00 | 24736.2695 | 4
2017-04-12 13:00 | 24502.3488 | 4
2017-04-12 14:00 | 24850.4799 | 4
2017-04-12 15:00 | 25041.8596 | 4
2017-04-12 16:00 | 25337.853 | 4
2017-04-12 17:00 | 25562.4474 | 4
2017-04-12 18:00 | 25966.9006 | 4
2017-04-12 19:00 | 26396.5769 | 4
2017-04-12 20:00 | 27435.3512 | 4
2017-04-12 21:00 | 27815.5308 | 4
2017-04-12 22:00 | 26659.2675 | 4
2017-04-12 23:00 | 24562.5013 | 4
2017-04-13 | 22488.5955 | 4
2017-04-13 01:00 | 21681.0958 | 4
2017-04-13 02:00 | 21100.0448 | 4
2017-04-13 03:00 | 20628.066 | 4
2017-04-13 04:00 | 20418.7076 | 4
2017-04-13 05:00 | 20856.2628 | 4
2017-04-13 06:00 | 21924.6891 | 4
2017-04-13 07:00 | 23575.5003 | 4
2017-04-13 08:00 | 24554.4707 | 4
2017-04-13 09:00 | 24883.7931 | 4
2017-04-13 10:00 | 24875.6576 | 4
2017-04-13 11:00 | 24524.0673 | 4
2017-04-13 12:00 | 24834.7137 | 4
2017-04-13 13:00 | 24861.9083 | 4
2017-04-13 14:00 | 24727.8297 | 4
2017-04-13 15:00 | 24470.8969 | 4
2017-04-13 16:00 | 24423.0063 | 4
2017-04-13 17:00 | 24602.2808 | 4
2017-04-13 18:00 | 24652.6362 | 4
2017-04-13 19:00 | 25114.2432 | 4
2017-04-13 20:00 | 26500.5776 | 4
2017-04-13 21:00 | 27164.1111 | 4
2017-04-13 22:00 | 26043.2872 | 4
2017-04-13 23:00 | 24165.4241 | 4
2017-04-14 | 22192.7401 | 4
2017-04-14 01:00 | 20884.1028 | 4
2017-04-14 02:00 | 20573.8977 | 4
2017-04-14 03:00 | 20089.9178 | 4
2017-04-14 04:00 | 19902.9032 | 4
2017-04-14 05:00 | 20405.7079 | 4
2017-04-14 06:00 | 21300.0634 | 4
2017-04-14 07:00 | 22733.242 | 4
2017-04-14 08:00 | 23573.8831 | 4
2017-04-14 09:00 | 23815.6506 | 4
2017-04-14 10:00 | 24125.9297 | 4
2017-04-14 11:00 | 23460.145 | 4
2017-04-14 12:00 | 23022.4067 | 4
2017-04-14 13:00 | 22638.8738 | 4
2017-04-14 14:00 | 22456.5513 | 4
2017-04-14 15:00 | 22406.1739 | 4
2017-04-14 16:00 | 22512.0022 | 4
2017-04-14 17:00 | 23067.1436 | 4
2017-04-14 18:00 | 23704.2613 | 4
2017-04-14 19:00 | 24116.6944 | 4
2017-04-14 20:00 | 25483.2243 | 4
2017-04-14 21:00 | 26241.1533 | 4
2017-04-14 22:00 | 25524.711 | 4
2017-04-14 23:00 | 23868.1359 | 4
2017-04-15 | 22160.5998 | 4
2017-04-15 01:00 | 20830.1125 | 4
2017-04-15 02:00 | 20242.2059 | 4
2017-04-15 03:00 | 19731.9277 | 4
2017-04-15 04:00 | 19420.6559 | 4
2017-04-15 05:00 | 19562.1678 | 4
2017-04-15 06:00 | 19907.422 | 4
2017-04-15 07:00 | 20369.7778 | 4
2017-04-15 08:00 | 20697.1474 | 4
2017-04-15 09:00 | 21180.6824 | 4
2017-04-15 10:00 | 21591.6461 | 4
2017-04-15 11:00 | 21380.3198 | 4
2017-04-15 12:00 | 21000.3698 | 4
2017-04-15 13:00 | 20884.0403 | 4
2017-04-15 14:00 | 20854.3511 | 4
2017-04-15 15:00 | 21085.0761 | 4
2017-04-15 16:00 | 21557.4762 | 4
2017-04-15 17:00 | 22192.0988 | 4
2017-04-15 18:00 | 22717.3178 | 4
2017-04-15 19:00 | 23494.6286 | 4
2017-04-15 20:00 | 24772.2431 | 4
2017-04-15 21:00 | 25459.6217 | 4
2017-04-15 22:00 | 24690.22 | 4
2017-04-15 23:00 | 23295.4144 | 4
2017-04-16 | 21635.488 | 4
2017-04-16 01:00 | 20344.9013 | 4
2017-04-16 02:00 | 19814.9763 | 4
2017-04-16 03:00 | 19374.9149 | 4
2017-04-16 04:00 | 19132.6775 | 4
2017-04-16 05:00 | 18947.0706 | 4
2017-04-16 06:00 | 19269.1381 | 4
2017-04-16 07:00 | 19743.2357 | 4
2017-04-16 08:00 | 19829.3522 | 4
2017-04-16 09:00 | 20372.8857 | 4
2017-04-16 10:00 | 20795.9088 | 4
2017-04-16 11:00 | 20873.5686 | 4
2017-04-16 12:00 | 20896.0377 | 4
2017-04-16 13:00 | 21211.5109 | 4
2017-04-16 14:00 | 21400.5721 | 4
2017-04-16 15:00 | 21593.3038 | 4
2017-04-16 16:00 | 21968.7153 | 4
2017-04-16 17:00 | 22218.537 | 4
2017-04-16 18:00 | 22618.0519 | 4
2017-04-16 19:00 | 22928.3291 | 4
2017-04-16 20:00 | 24267.0796 | 4
2017-04-16 21:00 | 24938.7645 | 4
2017-04-16 22:00 | 24099.0689 | 4
2017-04-16 23:00 | 22469.7385 | 4
2017-04-17 | 20854.0599 | 4
2017-04-17 01:00 | 20072.48 | 4
2017-04-17 02:00 | 19925.802 | 4
2017-04-17 03:00 | 19613.2826 | 4
2017-04-17 04:00 | 19528.4041 | 4
2017-04-17 05:00 | 19967.9331 | 4
2017-04-17 06:00 | 21077.2087 | 4
2017-04-17 07:00 | 22848.5805 | 4
2017-04-17 08:00 | 24258.5815 | 4
2017-04-17 09:00 | 25073.7911 | 4
2017-04-17 10:00 | 25311.1491 | 4
2017-04-17 11:00 | 25494.7892 | 4
2017-04-17 12:00 | 25694.4494 | 4
2017-04-17 13:00 | 25688.6491 | 4
2017-04-17 14:00 | 25846.2606 | 4
2017-04-17 15:00 | 26035.665 | 4
2017-04-17 16:00 | 26041.5132 | 4
2017-04-17 17:00 | 26456.1898 | 4
2017-04-17 18:00 | 27002.1214 | 4
2017-04-17 19:00 | 27244.9252 | 4
2017-04-17 20:00 | 28123.4185 | 4
2017-04-17 21:00 | 28540.1899 | 4
2017-04-17 22:00 | 27180.9458 | 4
2017-04-17 23:00 | 24967.7487 | 4
2017-04-18 | 23080.8997 | 4
2017-04-18 01:00 | 21965.8757 | 4
2017-04-18 02:00 | 21153.6074 | 4
2017-04-18 03:00 | 20666.0656 | 4
2017-04-18 04:00 | 20519.5781 | 4
2017-04-18 05:00 | 20779.9355 | 4
2017-04-18 06:00 | 21894.4297 | 4
2017-04-18 07:00 | 23858.9502 | 4
2017-04-18 08:00 | 25273.4809 | 4
2017-04-18 09:00 | 25806.1678 | 4
2017-04-18 10:00 | 26015.6842 | 4
2017-04-18 11:00 | 26058.9288 | 4
2017-04-18 12:00 | 25928.6582 | 4
2017-04-18 13:00 | 25832.1843 | 4
2017-04-18 14:00 | 25702.2591 | 4
2017-04-18 15:00 | 25673.1117 | 4
2017-04-18 16:00 | 25687.4179 | 4
2017-04-18 17:00 | 25911.4899 | 4
2017-04-18 18:00 | 26092.9673 | 4
2017-04-18 19:00 | 26286.6856 | 4
2017-04-18 20:00 | 27365.2556 | 4
2017-04-18 21:00 | 27987.8465 | 4
2017-04-18 22:00 | 26696.417 | 4
2017-04-18 23:00 | 24624.8631 | 4
2017-04-19 | 22730.2483 | 4
2017-04-19 01:00 | 21932.9353 | 4
2017-04-19 02:00 | 21116.1578 | 4
2017-04-19 03:00 | 20565.9015 | 4
2017-04-19 04:00 | 20427.6095 | 4
2017-04-19 05:00 | 20523.801 | 4
2017-04-19 06:00 | 21704.6737 | 4
2017-04-19 07:00 | 23567.0137 | 4
2017-04-19 08:00 | 24639.4686 | 4
2017-04-19 09:00 | 24817.5202 | 4
2017-04-19 10:00 | 24699.317 | 4
2017-04-19 11:00 | 24620.1123 | 4
2017-04-19 12:00 | 24921.1783 | 4
2017-04-19 13:00 | 25008.5747 | 4
2017-04-19 14:00 | 25149.5409 | 4
2017-04-19 15:00 | 25321.581 | 4
2017-04-19 16:00 | 25578.0413 | 4
2017-04-19 17:00 | 26016.9324 | 4
2017-04-19 18:00 | 26080.8858 | 4
2017-04-19 19:00 | 26408.5101 | 4
2017-04-19 20:00 | 27410.9633 | 4
2017-04-19 21:00 | 28122.9803 | 4
2017-04-19 22:00 | 26812.1697 | 4
2017-04-19 23:00 | 24631.6816 | 4
2017-04-20 | 22887.997 | 4
2017-04-20 01:00 | 21980.6226 | 4
2017-04-20 02:00 | 20994.4475 | 4
2017-04-20 03:00 | 20446.8655 | 4
2017-04-20 04:00 | 20181.1456 | 4
2017-04-20 05:00 | 20588.2843 | 4
2017-04-20 06:00 | 21614.0913 | 4
2017-04-20 07:00 | 23334.747 | 4
2017-04-20 08:00 | 24385.4976 | 4
2017-04-20 09:00 | 24575.1211 | 4
2017-04-20 10:00 | 25022.3245 | 4
2017-04-20 11:00 | 25068.5993 | 4
2017-04-20 12:00 | 24939.3932 | 4
2017-04-20 13:00 | 24655.8359 | 4
2017-04-20 14:00 | 24881.8757 | 4
2017-04-20 15:00 | 25013.8074 | 4
2017-04-20 16:00 | 25183.8713 | 4
2017-04-20 17:00 | 25589.0219 | 4
2017-04-20 18:00 | 25869.1959 | 4
2017-04-20 19:00 | 26284.4818 | 4
2017-04-20 20:00 | 27254.8869 | 4
2017-04-20 21:00 | 28119.7109 | 4
2017-04-20 22:00 | 26847.6729 | 4
2017-04-20 23:00 | 24753.9327 | 4
2017-04-21 | 22884.0106 | 4
2017-04-21 01:00 | 21796.2096 | 4
2017-04-21 02:00 | 20923.2657 | 4
2017-04-21 03:00 | 20332.2603 | 4
2017-04-21 04:00 | 20342.8472 | 4
2017-04-21 05:00 | 20765.117 | 4
2017-04-21 06:00 | 21601.6681 | 4
2017-04-21 07:00 | 23311.5978 | 4
2017-04-21 08:00 | 24320.9162 | 4
2017-04-21 09:00 | 24500.4173 | 4
2017-04-21 10:00 | 24397.4219 | 4
2017-04-21 11:00 | 24666.168 | 4
2017-04-21 12:00 | 25260.9451 | 4
2017-04-21 13:00 | 25521.9124 | 4
2017-04-21 14:00 | 26106.6003 | 4
2017-04-21 15:00 | 26949.1992 | 4
2017-04-21 16:00 | 27284.7281 | 4
2017-04-21 17:00 | 27627.3109 | 4
2017-04-21 18:00 | 28240.9913 | 4
2017-04-21 19:00 | 28366.8992 | 4
2017-04-21 20:00 | 28725.0967 | 4
2017-04-21 21:00 | 29118.861 | 4
2017-04-21 22:00 | 27780.5154 | 4
2017-04-21 23:00 | 25782.4596 | 4
2017-04-22 | 23753.5577 | 4
2017-04-22 01:00 | 22243.1534 | 4
2017-04-22 02:00 | 21080.921 | 4
2017-04-22 03:00 | 20577.767 | 4
2017-04-22 04:00 | 20374.5725 | 4
2017-04-22 05:00 | 20323.9789 | 4
2017-04-22 06:00 | 20723.91 | 4
2017-04-22 07:00 | 20849.896 | 4
2017-04-22 08:00 | 21380.2643 | 4
2017-04-22 09:00 | 22336.3324 | 4
2017-04-22 10:00 | 22896.6961 | 4
2017-04-22 11:00 | 23247.2963 | 4
2017-04-22 12:00 | 23472.9312 | 4
2017-04-22 13:00 | 23940.0794 | 4
2017-04-22 14:00 | 24583.8223 | 4
2017-04-22 15:00 | 25423.0326 | 4
2017-04-22 16:00 | 26137.2978 | 4
2017-04-22 17:00 | 26664.2444 | 4
2017-04-22 18:00 | 26897.158 | 4
2017-04-22 19:00 | 27033.9117 | 4
2017-04-22 20:00 | 27392.0823 | 4
2017-04-22 21:00 | 27691.2659 | 4
2017-04-22 22:00 | 26538.4591 | 4
2017-04-22 23:00 | 24915.7359 | 4
2017-04-23 | 22940.0061 | 4
2017-04-23 01:00 | 21716.7187 | 4
2017-04-23 02:00 | 20948.7063 | 4
2017-04-23 03:00 | 20040.7518 | 4
2017-04-23 04:00 | 19936.0697 | 4
2017-04-23 05:00 | 19832.7856 | 4
2017-04-23 06:00 | 19998.9107 | 4
2017-04-23 07:00 | 19991.6283 | 4
2017-04-23 08:00 | 20199.1465 | 4
2017-04-23 09:00 | 20385.9414 | 4
2017-04-23 10:00 | 20556.6961 | 4
2017-04-23 11:00 | 20653.6071 | 4
2017-04-23 12:00 | 20839.4365 | 4
2017-04-23 13:00 | 21006.8254 | 4
2017-04-23 14:00 | 21326.5588 | 4
2017-04-23 15:00 | 21798.6087 | 4
2017-04-23 16:00 | 22428.6392 | 4
2017-04-23 17:00 | 23335.2059 | 4
2017-04-23 18:00 | 24070.0486 | 4
2017-04-23 19:00 | 24677.1958 | 4
2017-04-23 20:00 | 25762.8361 | 4
2017-04-23 21:00 | 26522.2107 | 4
2017-04-23 22:00 | 25534.9829 | 4
2017-04-23 23:00 | 23893.0994 | 4
2017-04-24 | 22018.8015 | 4
2017-04-24 01:00 | 21055.5135 | 4
2017-04-24 02:00 | 20351.9335 | 4
2017-04-24 03:00 | 19940.8732 | 4
2017-04-24 04:00 | 19823.097 | 4
2017-04-24 05:00 | 20284.7538 | 4
2017-04-24 06:00 | 21518.2 | 4
2017-04-24 07:00 | 23519.0519 | 4
2017-04-24 08:00 | 24961.8748 | 4
2017-04-24 09:00 | 25563.3177 | 4
2017-04-24 10:00 | 25668.7005 | 4
2017-04-24 11:00 | 25840.5654 | 4
2017-04-24 12:00 | 25626.1003 | 4
2017-04-24 13:00 | 25520.8859 | 4
2017-04-24 14:00 | 25548.3495 | 4
2017-04-24 15:00 | 25529.2635 | 4
2017-04-24 16:00 | 25617.6169 | 4
2017-04-24 17:00 | 25716.681 | 4
2017-04-24 18:00 | 25888.7105 | 4
2017-04-24 19:00 | 26183.5141 | 4
2017-04-24 20:00 | 27260.8484 | 4
2017-04-24 21:00 | 27896.6787 | 4
2017-04-24 22:00 | 26627.0622 | 4
2017-04-24 23:00 | 24472.1539 | 4
2017-04-25 | 22624.8719 | 4
2017-04-25 01:00 | 21602.4658 | 4
2017-04-25 02:00 | 20754.7296 | 4
2017-04-25 03:00 | 20240.0676 | 4
2017-04-25 04:00 | 20111.2305 | 4
2017-04-25 05:00 | 19983.5306 | 4
2017-04-25 06:00 | 21389.3305 | 4
2017-04-25 07:00 | 23197.1617 | 4
2017-04-25 08:00 | 24330.9814 | 4
2017-04-25 09:00 | 24602.9141 | 4
2017-04-25 10:00 | 24658.4476 | 4
2017-04-25 11:00 | 24617.3074 | 4
2017-04-25 12:00 | 24386.3616 | 4
2017-04-25 13:00 | 24358.5728 | 4
2017-04-25 14:00 | 24501.0524 | 4
2017-04-25 15:00 | 25099.6128 | 4
2017-04-25 16:00 | 25250.565 | 4
2017-04-25 17:00 | 25272.5685 | 4
2017-04-25 18:00 | 25195.8172 | 4
2017-04-25 19:00 | 25792.1168 | 4
2017-04-25 20:00 | 26935.4374 | 4
2017-04-25 21:00 | 27882.8322 | 4
2017-04-25 22:00 | 26619.776 | 4
2017-04-25 23:00 | 24497.2485 | 4
2017-04-26 | 22369.682 | 4
2017-04-26 01:00 | 20971.5221 | 4
2017-04-26 02:00 | 20205.1593 | 4
2017-04-26 03:00 | 19709.9417 | 4
2017-04-26 04:00 | 19564.5404 | 4
2017-04-26 05:00 | 19988.7659 | 4
2017-04-26 06:00 | 21378.7035 | 4
2017-04-26 07:00 | 23271.4799 | 4
2017-04-26 08:00 | 24543.2486 | 4
2017-04-26 09:00 | 24997.8415 | 4
2017-04-26 10:00 | 25357.0308 | 4
2017-04-26 11:00 | 25986.5733 | 4
2017-04-26 12:00 | 26184.8907 | 4
2017-04-26 13:00 | 26044.8951 | 4
2017-04-26 14:00 | 26400.6182 | 4
2017-04-26 15:00 | 26728.9529 | 4
2017-04-26 16:00 | 26533.1544 | 4
2017-04-26 17:00 | 26665.0949 | 4
2017-04-26 18:00 | 26656.7531 | 4
2017-04-26 19:00 | 26816.407 | 4
2017-04-26 20:00 | 27321.5799 | 4
2017-04-26 21:00 | 28091.2454 | 4
2017-04-26 22:00 | 26888.969 | 4
2017-04-26 23:00 | 24672.899 | 4
2017-04-27 | 22571.6819 | 4
2017-04-27 01:00 | 21110.2034 | 4
2017-04-27 02:00 | 20076.1265 | 4
2017-04-27 03:00 | 19903.0538 | 4
2017-04-27 04:00 | 19770.8212 | 4
2017-04-27 05:00 | 20007.7533 | 4
2017-04-27 06:00 | 21284.1658 | 4
2017-04-27 07:00 | 23020.5134 | 4
2017-04-27 08:00 | 24101.3763 | 4
2017-04-27 09:00 | 24413.537 | 4
2017-04-27 10:00 | 25046.2083 | 4
2017-04-27 11:00 | 25164.608 | 4
2017-04-27 12:00 | 25090.8835 | 4
2017-04-27 13:00 | 25256.6297 | 4
2017-04-27 14:00 | 25694.4759 | 4
2017-04-27 15:00 | 26006.8798 | 4
2017-04-27 16:00 | 25923.2199 | 4
2017-04-27 17:00 | 25800.0349 | 4
2017-04-27 18:00 | 26431.3812 | 4
2017-04-27 19:00 | 26838.3731 | 4
2017-04-27 20:00 | 27688.5912 | 4
2017-04-27 21:00 | 28467.5897 | 4
2017-04-27 22:00 | 27149.1118 | 4
2017-04-27 23:00 | 25215.8333 | 4
2017-04-28 | 23163.8687 | 4
2017-04-28 01:00 | 21772.348 | 4
2017-04-28 02:00 | 20943.4511 | 4
2017-04-28 03:00 | 20384.9454 | 4
2017-04-28 04:00 | 20147.7211 | 4
2017-04-28 05:00 | 20475.5458 | 4
2017-04-28 06:00 | 21838.6667 | 4
2017-04-28 07:00 | 23456.4589 | 4
2017-04-28 08:00 | 24553.613 | 4
2017-04-28 09:00 | 24589.1941 | 4
2017-04-28 10:00 | 24686.3653 | 4
2017-04-28 11:00 | 24914.8645 | 4
2017-04-28 12:00 | 24840.8918 | 4
2017-04-28 13:00 | 25178.8214 | 4
2017-04-28 14:00 | 25454.0848 | 4
2017-04-28 15:00 | 25696.2634 | 4
2017-04-28 16:00 | 25998.8358 | 4
2017-04-28 17:00 | 26499.1453 | 4
2017-04-28 18:00 | 26592.1992 | 4
2017-04-28 19:00 | 26548.1414 | 4
2017-04-28 20:00 | 27186.0475 | 4
2017-04-28 21:00 | 27946.2574 | 4
2017-04-28 22:00 | 27027.2541 | 4
2017-04-28 23:00 | 25320.2971 | 4
2017-04-29 | 23411.2216 | 4
2017-04-29 01:00 | 22203.921 | 4
2017-04-29 02:00 | 21173.3674 | 4
2017-04-29 03:00 | 20518.4704 | 4
2017-04-29 04:00 | 20239.1375 | 4
2017-04-29 05:00 | 20244.999 | 4
2017-04-29 06:00 | 20756.8858 | 4
2017-04-29 07:00 | 21051.404 | 4
2017-04-29 08:00 | 21562.2194 | 4
2017-04-29 09:00 | 22089.0166 | 4
2017-04-29 10:00 | 22715.6624 | 4
2017-04-29 11:00 | 22826.8339 | 4
2017-04-29 12:00 | 22734.0807 | 4
2017-04-29 13:00 | 22896.3166 | 4
2017-04-29 14:00 | 23131.0436 | 4
2017-04-29 15:00 | 23564.7777 | 4
2017-04-29 16:00 | 24115.4912 | 4
2017-04-29 17:00 | 24779.1944 | 4
2017-04-29 18:00 | 25561.7105 | 4
2017-04-29 19:00 | 26281.9075 | 4
2017-04-29 20:00 | 26711.785 | 4
2017-04-29 21:00 | 27390.4276 | 4
2017-04-29 22:00 | 26193.2562 | 4
2017-04-29 23:00 | 24677.8566 | 4
2017-04-30 | 22794.4146 | 4
2017-04-30 01:00 | 21271.0583 | 4
2017-04-30 02:00 | 20308.3277 | 4
2017-04-30 03:00 | 19640.2638 | 4
2017-04-30 04:00 | 19266.4858 | 4
2017-04-30 05:00 | 19291.7194 | 4
2017-04-30 06:00 | 19570.4097 | 4
2017-04-30 07:00 | 19585.4736 | 4
2017-04-30 08:00 | 20151.8067 | 4
2017-04-30 09:00 | 20609.5116 | 4
2017-04-30 10:00 | 20796.183 | 4
2017-04-30 11:00 | 21070.7285 | 4
2017-04-30 12:00 | 21302.065 | 4
2017-04-30 13:00 | 21698.9238 | 4
2017-04-30 14:00 | 22251.1641 | 4
2017-04-30 15:00 | 22774.6992 | 4
2017-04-30 16:00 | 23439.8419 | 4
2017-04-30 17:00 | 24436.2527 | 4
2017-04-30 18:00 | 25723.8957 | 4
2017-04-30 19:00 | 26567.9614 | 4
2017-04-30 20:00 | 27145.7544 | 4
2017-04-30 21:00 | 27837.7023 | 4
2017-04-30 22:00 | 26717.8649 | 4
2017-04-30 23:00 | 24655.1382 | 4
2017-05-01 | 22549.6656 | 5
2017-05-01 01:00 | 21096.9162 | 5
2017-05-01 02:00 | 20258.8024 | 5
2017-05-01 03:00 | 19701.5621 | 5
2017-05-01 04:00 | 19545.7052 | 5
2017-05-01 05:00 | 20043.3685 | 5
2017-05-01 06:00 | 21408.6523 | 5
2017-05-01 07:00 | 22897.9134 | 5
2017-05-01 08:00 | 24227.2097 | 5
2017-05-01 09:00 | 24865.6465 | 5
2017-05-01 10:00 | 25276.0833 | 5
2017-05-01 11:00 | 25864.1885 | 5
2017-05-01 12:00 | 26367.8447 | 5
2017-05-01 13:00 | 26829.4702 | 5
2017-05-01 14:00 | 27656.7006 | 5
2017-05-01 15:00 | 28407.9222 | 5
2017-05-01 16:00 | 29338.653 | 5
2017-05-01 17:00 | 30185.5223 | 5
2017-05-01 18:00 | 30840.5566 | 5
2017-05-01 19:00 | 30890.724 | 5
2017-05-01 20:00 | 30960.9773 | 5
2017-05-01 21:00 | 31303.9751 | 5
2017-05-01 22:00 | 29706.2794 | 5
2017-05-01 23:00 | 27115.5332 | 5
2017-05-02 | 24566.4066 | 5
2017-05-02 01:00 | 22908.6399 | 5
2017-05-02 02:00 | 21848.2541 | 5
2017-05-02 03:00 | 21154.7367 | 5
2017-05-02 04:00 | 20815.3333 | 5
2017-05-02 05:00 | 21149.4923 | 5
2017-05-02 06:00 | 22413.4666 | 5
2017-05-02 07:00 | 23946.0957 | 5
2017-05-02 08:00 | 25323.4953 | 5
2017-05-02 09:00 | 26007.7206 | 5
2017-05-02 10:00 | 26570.1498 | 5
2017-05-02 11:00 | 27266.6121 | 5
2017-05-02 12:00 | 27914.7318 | 5
2017-05-02 13:00 | 28654.5824 | 5
2017-05-02 14:00 | 29832.3295 | 5
2017-05-02 15:00 | 30767.4557 | 5
2017-05-02 16:00 | 31822.3573 | 5
2017-05-02 17:00 | 32802.9435 | 5
2017-05-02 18:00 | 33305.2401 | 5
2017-05-02 19:00 | 33274.1997 | 5
2017-05-02 20:00 | 33019.7805 | 5
2017-05-02 21:00 | 33175.4217 | 5
2017-05-02 22:00 | 31371.192 | 5
2017-05-02 23:00 | 28374.3735 | 5
2017-05-03 | 25669.1146 | 5
2017-05-03 01:00 | 23864.2163 | 5
2017-05-03 02:00 | 22621.2664 | 5
2017-05-03 03:00 | 21905.9047 | 5
2017-05-03 04:00 | 21553.4258 | 5
2017-05-03 05:00 | 21830.8948 | 5
2017-05-03 06:00 | 23088.6584 | 5
2017-05-03 07:00 | 24657.0265 | 5
2017-05-03 08:00 | 26051.6202 | 5
2017-05-03 09:00 | 26880.8445 | 5
2017-05-03 10:00 | 27732.4691 | 5
2017-05-03 11:00 | 28513.8424 | 5
2017-05-03 12:00 | 29383.1497 | 5
2017-05-03 13:00 | 30257.8523 | 5
2017-05-03 14:00 | 31570.1389 | 5
2017-05-03 15:00 | 32922.2419 | 5
2017-05-03 16:00 | 34209.0967 | 5
2017-05-03 17:00 | 35265.4094 | 5
2017-05-03 18:00 | 35707.2631 | 5
2017-05-03 19:00 | 35337.6498 | 5
2017-05-03 20:00 | 34173.0523 | 5
2017-05-03 21:00 | 33389.5594 | 5
2017-05-03 22:00 | 31499.5073 | 5
2017-05-03 23:00 | 28732.8978 | 5
2017-05-04 | 26062.1607 | 5
2017-05-04 01:00 | 24077.9935 | 5
2017-05-04 02:00 | 22870.5473 | 5
2017-05-04 03:00 | 22063.2264 | 5
2017-05-04 04:00 | 21591.6349 | 5
2017-05-04 05:00 | 21908.5436 | 5
2017-05-04 06:00 | 23136.0703 | 5
2017-05-04 07:00 | 24821.5435 | 5
2017-05-04 08:00 | 26231.6062 | 5
2017-05-04 09:00 | 26961.4564 | 5
2017-05-04 10:00 | 27850.8885 | 5
2017-05-04 11:00 | 28683.6206 | 5
2017-05-04 12:00 | 29587.2048 | 5
2017-05-04 13:00 | 30480.7968 | 5
2017-05-04 14:00 | 31661.8564 | 5
2017-05-04 15:00 | 32670.3718 | 5
2017-05-04 16:00 | 33477.3767 | 5
2017-05-04 17:00 | 33999.5972 | 5
2017-05-04 18:00 | 33860.9966 | 5
2017-05-04 19:00 | 33124.9303 | 5
2017-05-04 20:00 | 32542.1098 | 5
2017-05-04 21:00 | 32369.2125 | 5
2017-05-04 22:00 | 30522.0841 | 5
2017-05-04 23:00 | 27719.9123 | 5
2017-05-05 | 25088.2612 | 5
2017-05-05 01:00 | 23405.109 | 5
2017-05-05 02:00 | 22233.4238 | 5
2017-05-05 03:00 | 21646.5524 | 5
2017-05-05 04:00 | 21384.8778 | 5
2017-05-05 05:00 | 21622.443 | 5
2017-05-05 06:00 | 22727.3751 | 5
2017-05-05 07:00 | 24275.6691 | 5
2017-05-05 08:00 | 25552.2701 | 5
2017-05-05 09:00 | 26417.7651 | 5
2017-05-05 10:00 | 26858.8602 | 5
2017-05-05 11:00 | 27082.6309 | 5
2017-05-05 12:00 | 27093.4049 | 5
2017-05-05 13:00 | 26754.4655 | 5
2017-05-05 14:00 | 27161.7762 | 5
2017-05-05 15:00 | 27446.5601 | 5
2017-05-05 16:00 | 27630.2839 | 5
2017-05-05 17:00 | 27843.8455 | 5
2017-05-05 18:00 | 27903.5209 | 5
2017-05-05 19:00 | 27822.6251 | 5
2017-05-05 20:00 | 28146.9797 | 5
2017-05-05 21:00 | 28664.6706 | 5
2017-05-05 22:00 | 27612.883 | 5
2017-05-05 23:00 | 25767.1946 | 5
2017-05-06 | 23835.1976 | 5
2017-05-06 01:00 | 22342.6 | 5
2017-05-06 02:00 | 21318.3323 | 5
2017-05-06 03:00 | 20698.6124 | 5
2017-05-06 04:00 | 20322.3962 | 5
2017-05-06 05:00 | 20339.5584 | 5
2017-05-06 06:00 | 20796.2653 | 5
2017-05-06 07:00 | 21150.9854 | 5
2017-05-06 08:00 | 21744.2211 | 5
2017-05-06 09:00 | 22807.8067 | 5
2017-05-06 10:00 | 23646.4367 | 5
2017-05-06 11:00 | 23643.945 | 5
2017-05-06 12:00 | 23414.4461 | 5
2017-05-06 13:00 | 23168.0318 | 5
2017-05-06 14:00 | 23112.0345 | 5
2017-05-06 15:00 | 22941.3099 | 5
2017-05-06 16:00 | 22764.4785 | 5
2017-05-06 17:00 | 22662.6014 | 5
2017-05-06 18:00 | 22718.3801 | 5
2017-05-06 19:00 | 23421.1949 | 5
2017-05-06 20:00 | 24361.8491 | 5
2017-05-06 21:00 | 25310.8877 | 5
2017-05-06 22:00 | 24634.7687 | 5
2017-05-06 23:00 | 23446.8763 | 5
2017-05-07 | 22027.7801 | 5
2017-05-07 01:00 | 20887.1596 | 5
2017-05-07 02:00 | 20077.4458 | 5
2017-05-07 03:00 | 19507.3097 | 5
2017-05-07 04:00 | 19241.6847 | 5
2017-05-07 05:00 | 19227.2538 | 5
2017-05-07 06:00 | 19514.9663 | 5
2017-05-07 07:00 | 19571.8978 | 5
2017-05-07 08:00 | 19945.4448 | 5
2017-05-07 09:00 | 20790.7354 | 5
2017-05-07 10:00 | 21083.2581 | 5
2017-05-07 11:00 | 20918.6334 | 5
2017-05-07 12:00 | 20686.0244 | 5
2017-05-07 13:00 | 20541.9308 | 5
2017-05-07 14:00 | 20540.5865 | 5
2017-05-07 15:00 | 20676.3539 | 5
2017-05-07 16:00 | 21186.9223 | 5
2017-05-07 17:00 | 21966.2388 | 5
2017-05-07 18:00 | 22758.3564 | 5
2017-05-07 19:00 | 23515.0735 | 5
2017-05-07 20:00 | 24668.28 | 5
2017-05-07 21:00 | 25816.1369 | 5
2017-05-07 22:00 | 25013.1498 | 5
2017-05-07 23:00 | 23346.9684 | 5
2017-05-08 | 21711.317 | 5
2017-05-08 01:00 | 20516.3209 | 5
2017-05-08 02:00 | 19779.4279 | 5
2017-05-08 03:00 | 19439.3612 | 5
2017-05-08 04:00 | 19425.5981 | 5
2017-05-08 05:00 | 20046.4113 | 5
2017-05-08 06:00 | 21472.9454 | 5
2017-05-08 07:00 | 23340.6322 | 5
2017-05-08 08:00 | 24576.8526 | 5
2017-05-08 09:00 | 24748.5508 | 5
2017-05-08 10:00 | 24613.0729 | 5
2017-05-08 11:00 | 24587.4254 | 5
2017-05-08 12:00 | 24412.4323 | 5
2017-05-08 13:00 | 24718.2514 | 5
2017-05-08 14:00 | 25014.4117 | 5
2017-05-08 15:00 | 25161.1465 | 5
2017-05-08 16:00 | 25456.2024 | 5
2017-05-08 17:00 | 25915.134 | 5
2017-05-08 18:00 | 26713.9497 | 5
2017-05-08 19:00 | 27342.4089 | 5
2017-05-08 20:00 | 28055.6279 | 5
2017-05-08 21:00 | 28766.9771 | 5
2017-05-08 22:00 | 27667.8782 | 5
2017-05-08 23:00 | 25490.6751 | 5
2017-05-09 | 23350.2903 | 5
2017-05-09 01:00 | 21934.2944 | 5
2017-05-09 02:00 | 21038.4375 | 5
2017-05-09 03:00 | 20630.3989 | 5
2017-05-09 04:00 | 20406.2837 | 5
2017-05-09 05:00 | 20812.7231 | 5
2017-05-09 06:00 | 22027.3092 | 5
2017-05-09 07:00 | 23433.5568 | 5
2017-05-09 08:00 | 24725.6512 | 5
2017-05-09 09:00 | 25135.1522 | 5
2017-05-09 10:00 | 25421.066 | 5
2017-05-09 11:00 | 25763.7901 | 5
2017-05-09 12:00 | 25932.4638 | 5
2017-05-09 13:00 | 26268.6862 | 5
2017-05-09 14:00 | 26452.6975 | 5
2017-05-09 15:00 | 26774.6527 | 5
2017-05-09 16:00 | 27299.9491 | 5
2017-05-09 17:00 | 27809.9374 | 5
2017-05-09 18:00 | 28185.0834 | 5
2017-05-09 19:00 | 28564.1623 | 5
2017-05-09 20:00 | 28981.4109 | 5
2017-05-09 21:00 | 29458.7379 | 5
2017-05-09 22:00 | 28235.6869 | 5
2017-05-09 23:00 | 26063.7752 | 5
2017-05-10 | 23914.9685 | 5
2017-05-10 01:00 | 22463.9002 | 5
2017-05-10 02:00 | 21621.1818 | 5
2017-05-10 03:00 | 21075.0936 | 5
2017-05-10 04:00 | 20878.2248 | 5
2017-05-10 05:00 | 21199.5198 | 5
2017-05-10 06:00 | 22436.783 | 5
2017-05-10 07:00 | 23964.6378 | 5
2017-05-10 08:00 | 25437.044 | 5
2017-05-10 09:00 | 25996.0041 | 5
2017-05-10 10:00 | 26259.3396 | 5
2017-05-10 11:00 | 26451.389 | 5
2017-05-10 12:00 | 27128.3965 | 5
2017-05-10 13:00 | 26585.1201 | 5
2017-05-10 14:00 | 26623.494 | 5
2017-05-10 15:00 | 26730.368 | 5
2017-05-10 16:00 | 26753.1926 | 5
2017-05-10 17:00 | 27130.5367 | 5
2017-05-10 18:00 | 27025.6753 | 5
2017-05-10 19:00 | 27239.8259 | 5
2017-05-10 20:00 | 27987.9258 | 5
2017-05-10 21:00 | 28780.1593 | 5
2017-05-10 22:00 | 27897.596 | 5
2017-05-10 23:00 | 25791.6772 | 5
2017-05-11 | 23793.607 | 5
2017-05-11 01:00 | 22424.2028 | 5
2017-05-11 02:00 | 21467.9583 | 5
2017-05-11 03:00 | 20873.4155 | 5
2017-05-11 04:00 | 20675.7378 | 5
2017-05-11 05:00 | 21086.1213 | 5
2017-05-11 06:00 | 22283.3769 | 5
2017-05-11 07:00 | 23763.4335 | 5
2017-05-11 08:00 | 25047.6329 | 5
2017-05-11 09:00 | 25325.2346 | 5
2017-05-11 10:00 | 25740.8903 | 5
2017-05-11 11:00 | 25790.1836 | 5
2017-05-11 12:00 | 25817.3364 | 5
2017-05-11 13:00 | 25734.8902 | 5
2017-05-11 14:00 | 26044.4709 | 5
2017-05-11 15:00 | 26104.8993 | 5
2017-05-11 16:00 | 26476.5771 | 5
2017-05-11 17:00 | 26976.851 | 5
2017-05-11 18:00 | 27473.3502 | 5
2017-05-11 19:00 | 27773.8262 | 5
2017-05-11 20:00 | 28167.689 | 5
2017-05-11 21:00 | 29090.1305 | 5
2017-05-11 22:00 | 28204.073 | 5
2017-05-11 23:00 | 26110.6995 | 5
2017-05-12 | 23998.5405 | 5
2017-05-12 01:00 | 22345.5482 | 5
2017-05-12 02:00 | 21294.7845 | 5
2017-05-12 03:00 | 20747.3161 | 5
2017-05-12 04:00 | 20533.1907 | 5
2017-05-12 05:00 | 20855.2813 | 5
2017-05-12 06:00 | 22082.4881 | 5
2017-05-12 07:00 | 23659.3495 | 5
2017-05-12 08:00 | 24973.8128 | 5
2017-05-12 09:00 | 25346.7433 | 5
2017-05-12 10:00 | 25465.3044 | 5
2017-05-12 11:00 | 25251.9288 | 5
2017-05-12 12:00 | 25044.3631 | 5
2017-05-12 13:00 | 25027.7554 | 5
2017-05-12 14:00 | 25495.6346 | 5
2017-05-12 15:00 | 25565.4057 | 5
2017-05-12 16:00 | 25639.5713 | 5
2017-05-12 17:00 | 25691.4583 | 5
2017-05-12 18:00 | 25721.6883 | 5
2017-05-12 19:00 | 26057.8279 | 5
2017-05-12 20:00 | 26601.4105 | 5
2017-05-12 21:00 | 27673.5494 | 5
2017-05-12 22:00 | 26988.4327 | 5
2017-05-12 23:00 | 25306.0526 | 5
2017-05-13 | 23499.176 | 5
2017-05-13 01:00 | 22149.5573 | 5
2017-05-13 02:00 | 21355.4941 | 5
2017-05-13 03:00 | 20812.1665 | 5
2017-05-13 04:00 | 20415.673 | 5
2017-05-13 05:00 | 20485.1839 | 5
2017-05-13 06:00 | 20925.5944 | 5
2017-05-13 07:00 | 21103.5281 | 5
2017-05-13 08:00 | 21835.698 | 5
2017-05-13 09:00 | 22177.179 | 5
2017-05-13 10:00 | 22036.6232 | 5
2017-05-13 11:00 | 21880.1929 | 5
2017-05-13 12:00 | 21589.218 | 5
2017-05-13 13:00 | 21316.2948 | 5
2017-05-13 14:00 | 21287.9541 | 5
2017-05-13 15:00 | 21389.4929 | 5
2017-05-13 16:00 | 21771.2533 | 5
2017-05-13 17:00 | 22485.0982 | 5
2017-05-13 18:00 | 23375.2334 | 5
2017-05-13 19:00 | 23879.5771 | 5
2017-05-13 20:00 | 24660.7299 | 5
2017-05-13 21:00 | 25863.1754 | 5
2017-05-13 22:00 | 25483.6143 | 5
2017-05-13 23:00 | 24150.0561 | 5
2017-05-14 | 22527.0693 | 5
2017-05-14 01:00 | 21503.6522 | 5
2017-05-14 02:00 | 20470.3232 | 5
2017-05-14 03:00 | 19849.7437 | 5
2017-05-14 04:00 | 19525.8069 | 5
2017-05-14 05:00 | 19525.9962 | 5
2017-05-14 06:00 | 19760.4201 | 5
2017-05-14 07:00 | 19533.1361 | 5
2017-05-14 08:00 | 19865.5062 | 5
2017-05-14 09:00 | 20447.7082 | 5
2017-05-14 10:00 | 20367.8048 | 5
2017-05-14 11:00 | 20136.6967 | 5
2017-05-14 12:00 | 19819.8919 | 5
2017-05-14 13:00 | 19591.882 | 5
2017-05-14 14:00 | 19677.2379 | 5
2017-05-14 15:00 | 19971.9482 | 5
2017-05-14 16:00 | 20521.4979 | 5
2017-05-14 17:00 | 21301.8197 | 5
2017-05-14 18:00 | 22138.2273 | 5
2017-05-14 19:00 | 23026.9924 | 5
2017-05-14 20:00 | 24038.9407 | 5
2017-05-14 21:00 | 25457.1442 | 5
2017-05-14 22:00 | 25027.3307 | 5
2017-05-14 23:00 | 23488.5441 | 5
2017-05-15 | 21783.2061 | 5
2017-05-15 01:00 | 20359.0405 | 5
2017-05-15 02:00 | 19966.476 | 5
2017-05-15 03:00 | 19630.12 | 5
2017-05-15 04:00 | 19624.1943 | 5
2017-05-15 05:00 | 19789.4993 | 5
2017-05-15 06:00 | 21136.387 | 5
2017-05-15 07:00 | 22791.3654 | 5
2017-05-15 08:00 | 24085.2283 | 5
2017-05-15 09:00 | 24425.5831 | 5
2017-05-15 10:00 | 24830.077 | 5
2017-05-15 11:00 | 24985.0258 | 5
2017-05-15 12:00 | 24797.0102 | 5
2017-05-15 13:00 | 24741.9587 | 5
2017-05-15 14:00 | 24822.6226 | 5
2017-05-15 15:00 | 24978.562 | 5
2017-05-15 16:00 | 25123.2884 | 5
2017-05-15 17:00 | 25336.8573 | 5
2017-05-15 18:00 | 25484.0441 | 5
2017-05-15 19:00 | 26009.4321 | 5
2017-05-15 20:00 | 26881.536 | 5
2017-05-15 21:00 | 27950.6839 | 5
2017-05-15 22:00 | 26922.9211 | 5
2017-05-15 23:00 | 24933.3033 | 5
2017-05-16 | 22928.1041 | 5
2017-05-16 01:00 | 21973.5281 | 5
2017-05-16 02:00 | 21190.686 | 5
2017-05-16 03:00 | 20717.1373 | 5
2017-05-16 04:00 | 20574.7286 | 5
2017-05-16 05:00 | 21059.4737 | 5
2017-05-16 06:00 | 22023.3379 | 5
2017-05-16 07:00 | 23550.955 | 5
2017-05-16 08:00 | 24865.5716 | 5
2017-05-16 09:00 | 25071.3153 | 5
2017-05-16 10:00 | 25607.7694 | 5
2017-05-16 11:00 | 25925.401 | 5
2017-05-16 12:00 | 25762.2948 | 5
2017-05-16 13:00 | 25612.5522 | 5
2017-05-16 14:00 | 25745.5336 | 5
2017-05-16 15:00 | 25636.7611 | 5
2017-05-16 16:00 | 25742.5557 | 5
2017-05-16 17:00 | 25907.8592 | 5
2017-05-16 18:00 | 25854.195 | 5
2017-05-16 19:00 | 26053.8217 | 5
2017-05-16 20:00 | 26890.3119 | 5
2017-05-16 21:00 | 27942.7208 | 5
2017-05-16 22:00 | 27126.7702 | 5
2017-05-16 23:00 | 25147.4966 | 5
2017-05-17 | 23122.696 | 5
2017-05-17 01:00 | 21967.2585 | 5
2017-05-17 02:00 | 21410.3418 | 5
2017-05-17 03:00 | 20905.8914 | 5
2017-05-17 04:00 | 20779.1331 | 5
2017-05-17 05:00 | 21146.2615 | 5
2017-05-17 06:00 | 22101.2661 | 5
2017-05-17 07:00 | 23677.7787 | 5
2017-05-17 08:00 | 24967.4925 | 5
2017-05-17 09:00 | 25159.1792 | 5
2017-05-17 10:00 | 25324.4426 | 5
2017-05-17 11:00 | 25787.0047 | 5
2017-05-17 12:00 | 25547.0208 | 5
2017-05-17 13:00 | 25209.0076 | 5
2017-05-17 14:00 | 25205.5447 | 5
2017-05-17 15:00 | 25195.9612 | 5
2017-05-17 16:00 | 25294.6646 | 5
2017-05-17 17:00 | 25576.9904 | 5
2017-05-17 18:00 | 25970.3822 | 5
2017-05-17 19:00 | 26004.3523 | 5
2017-05-17 20:00 | 26695.4506 | 5
2017-05-17 21:00 | 27718.4099 | 5
2017-05-17 22:00 | 26966.0036 | 5
2017-05-17 23:00 | 25133.9213 | 5
2017-05-18 | 23199.8573 | 5
2017-05-18 01:00 | 21841.8872 | 5
2017-05-18 02:00 | 21229.9826 | 5
2017-05-18 03:00 | 20909.5172 | 5
2017-05-18 04:00 | 20670.2653 | 5
2017-05-18 05:00 | 20835.9339 | 5
2017-05-18 06:00 | 22012.6464 | 5
2017-05-18 07:00 | 23442.0096 | 5
2017-05-18 08:00 | 24566.0082 | 5
2017-05-18 09:00 | 24572.4575 | 5
2017-05-18 10:00 | 24606.8716 | 5
2017-05-18 11:00 | 25259.5607 | 5
2017-05-18 12:00 | 25357.6304 | 5
2017-05-18 13:00 | 25374.2718 | 5
2017-05-18 14:00 | 25740.4518 | 5
2017-05-18 15:00 | 26119.8468 | 5
2017-05-18 16:00 | 26165.8561 | 5
2017-05-18 17:00 | 26741.4132 | 5
2017-05-18 18:00 | 27371.8066 | 5
2017-05-18 19:00 | 27777.2712 | 5
2017-05-18 20:00 | 28215.7708 | 5
2017-05-18 21:00 | 29084.2466 | 5
2017-05-18 22:00 | 28166.3579 | 5
2017-05-18 23:00 | 26081.3183 | 5
2017-05-19 | 24056.8206 | 5
2017-05-19 01:00 | 22524.2433 | 5
2017-05-19 02:00 | 21581.0019 | 5
2017-05-19 03:00 | 20982.908 | 5
2017-05-19 04:00 | 20632.1558 | 5
2017-05-19 05:00 | 20941.5343 | 5
2017-05-19 06:00 | 21900.9185 | 5
2017-05-19 07:00 | 23299.1093 | 5
2017-05-19 08:00 | 24648.4957 | 5
2017-05-19 09:00 | 25295.1385 | 5
2017-05-19 10:00 | 26073.5779 | 5
2017-05-19 11:00 | 26602.6357 | 5
2017-05-19 12:00 | 27041.027 | 5
2017-05-19 13:00 | 27514.4062 | 5
2017-05-19 14:00 | 27772.6381 | 5
2017-05-19 15:00 | 28144.9616 | 5
2017-05-19 16:00 | 28806.7868 | 5
2017-05-19 17:00 | 29664.7617 | 5
2017-05-19 18:00 | 30175.4495 | 5
2017-05-19 19:00 | 30197.1902 | 5
2017-05-19 20:00 | 29999.3198 | 5
2017-05-19 21:00 | 30170.5513 | 5
2017-05-19 22:00 | 29104.7708 | 5
2017-05-19 23:00 | 26862.4565 | 5
2017-05-20 | 24809.2157 | 5
2017-05-20 01:00 | 23147.5565 | 5
2017-05-20 02:00 | 21925.3366 | 5
2017-05-20 03:00 | 21106.5508 | 5
2017-05-20 04:00 | 20531.2558 | 5
2017-05-20 05:00 | 20567.6236 | 5
2017-05-20 06:00 | 20908.3007 | 5
2017-05-20 07:00 | 21031.0703 | 5
2017-05-20 08:00 | 22058.6203 | 5
2017-05-20 09:00 | 23185.8063 | 5
2017-05-20 10:00 | 23739.7082 | 5
2017-05-20 11:00 | 24523.4551 | 5
2017-05-20 12:00 | 25341.6285 | 5
2017-05-20 13:00 | 26284.9558 | 5
2017-05-20 14:00 | 27324.15 | 5
2017-05-20 15:00 | 28124.3769 | 5
2017-05-20 16:00 | 29202.1256 | 5
2017-05-20 17:00 | 30299.5272 | 5
2017-05-20 18:00 | 31310.6897 | 5
2017-05-20 19:00 | 31759.8065 | 5
2017-05-20 20:00 | 31293.1048 | 5
2017-05-20 21:00 | 31130.6507 | 5
2017-05-20 22:00 | 30109.0771 | 5
2017-05-20 23:00 | 27861.3911 | 5
2017-05-21 | 25463.3346 | 5
2017-05-21 01:00 | 23572.0404 | 5
2017-05-21 02:00 | 22229.1619 | 5
2017-05-21 03:00 | 21252.6044 | 5
2017-05-21 04:00 | 20620.4152 | 5
2017-05-21 05:00 | 20387.5756 | 5
2017-05-21 06:00 | 20331.2809 | 5
2017-05-21 07:00 | 20031.5765 | 5
2017-05-21 08:00 | 20977.8439 | 5
2017-05-21 09:00 | 21854.8006 | 5
2017-05-21 10:00 | 22651.0372 | 5
2017-05-21 11:00 | 23628.203 | 5
2017-05-21 12:00 | 24802.6192 | 5
2017-05-21 13:00 | 26098.0615 | 5
2017-05-21 14:00 | 27541.1434 | 5
2017-05-21 15:00 | 28513.0201 | 5
2017-05-21 16:00 | 29902.2382 | 5
2017-05-21 17:00 | 31207.4163 | 5
2017-05-21 18:00 | 32341.4538 | 5
2017-05-21 19:00 | 32685.8135 | 5
2017-05-21 20:00 | 32043.1328 | 5
2017-05-21 21:00 | 31815.0424 | 5
2017-05-21 22:00 | 30386.2101 | 5
2017-05-21 23:00 | 27687.728 | 5
2017-05-22 | 25051.3059 | 5
2017-05-22 01:00 | 23190.5739 | 5
2017-05-22 02:00 | 21927.6556 | 5
2017-05-22 03:00 | 21213.3872 | 5
2017-05-22 04:00 | 20921.8193 | 5
2017-05-22 05:00 | 21342.6403 | 5
2017-05-22 06:00 | 22502.8046 | 5
2017-05-22 07:00 | 24069.9501 | 5
2017-05-22 08:00 | 25655.0903 | 5
2017-05-22 09:00 | 26491.8907 | 5
2017-05-22 10:00 | 27227.9639 | 5
2017-05-22 11:00 | 28063.7065 | 5
2017-05-22 12:00 | 29099.5032 | 5
2017-05-22 13:00 | 29975.202 | 5
2017-05-22 14:00 | 31417.1937 | 5
2017-05-22 15:00 | 32703.4575 | 5
2017-05-22 16:00 | 34131.5821 | 5
2017-05-22 17:00 | 35431.5607 | 5
2017-05-22 18:00 | 36039.7606 | 5
2017-05-22 19:00 | 35739.3173 | 5
2017-05-22 20:00 | 34956.647 | 5
2017-05-22 21:00 | 34512.4996 | 5
2017-05-22 22:00 | 32767.9048 | 5
2017-05-22 23:00 | 29480.3248 | 5
2017-05-23 | 26545.9221 | 5
2017-05-23 01:00 | 24623.5876 | 5
2017-05-23 02:00 | 23316.5322 | 5
2017-05-23 03:00 | 22679.9169 | 5
2017-05-23 04:00 | 22459.2351 | 5
2017-05-23 05:00 | 22356.1897 | 5
2017-05-23 06:00 | 23439.2526 | 5
2017-05-23 07:00 | 24839.1425 | 5
2017-05-23 08:00 | 26296.832 | 5
2017-05-23 09:00 | 27049.552 | 5
2017-05-23 10:00 | 28322.9407 | 5
2017-05-23 11:00 | 29315.7705 | 5
2017-05-23 12:00 | 29984.772 | 5
2017-05-23 13:00 | 30357.4982 | 5
2017-05-23 14:00 | 31563.5958 | 5
2017-05-23 15:00 | 32774.6387 | 5
2017-05-23 16:00 | 34098.4082 | 5
2017-05-23 17:00 | 35282.52 | 5
2017-05-23 18:00 | 35701.9126 | 5
2017-05-23 19:00 | 35544.5319 | 5
2017-05-23 20:00 | 34641.3359 | 5
2017-05-23 21:00 | 34231.5171 | 5
2017-05-23 22:00 | 32254.1491 | 5
2017-05-23 23:00 | 29213.838 | 5
2017-05-24 | 26497.29 | 5
2017-05-24 01:00 | 24540.6471 | 5
2017-05-24 02:00 | 23193.8019 | 5
2017-05-24 03:00 | 22390.7612 | 5
2017-05-24 04:00 | 21954.2982 | 5
2017-05-24 05:00 | 22186.0068 | 5
2017-05-24 06:00 | 23248.6021 | 5
2017-05-24 07:00 | 24726.0251 | 5
2017-05-24 08:00 | 26224.1713 | 5
2017-05-24 09:00 | 26796.8193 | 5
2017-05-24 10:00 | 27379.2626 | 5
2017-05-24 11:00 | 27947.4589 | 5
2017-05-24 12:00 | 28411.9817 | 5
2017-05-24 13:00 | 28730.8804 | 5
2017-05-24 14:00 | 29302.605 | 5
2017-05-24 15:00 | 29813.7759 | 5
2017-05-24 16:00 | 30268.2847 | 5
2017-05-24 17:00 | 30503.3343 | 5
2017-05-24 18:00 | 30659.6544 | 5
2017-05-24 19:00 | 30506.1347 | 5
2017-05-24 20:00 | 30241.6158 | 5
2017-05-24 21:00 | 30480.9152 | 5
2017-05-24 22:00 | 29290.1364 | 5
2017-05-24 23:00 | 26783.2761 | 5
2017-05-25 | 24684.1019 | 5
2017-05-25 01:00 | 23262.5465 | 5
2017-05-25 02:00 | 22145.7656 | 5
2017-05-25 03:00 | 21443.4787 | 5
2017-05-25 04:00 | 21144.8731 | 5
2017-05-25 05:00 | 21411.1101 | 5
2017-05-25 06:00 | 22595.602 | 5
2017-05-25 07:00 | 24099.2268 | 5
2017-05-25 08:00 | 25407.679 | 5
2017-05-25 09:00 | 25857.5737 | 5
2017-05-25 10:00 | 26552.9913 | 5
2017-05-25 11:00 | 26849.3691 | 5
2017-05-25 12:00 | 26683.1422 | 5
2017-05-25 13:00 | 26376.3231 | 5
2017-05-25 14:00 | 26261.66 | 5
2017-05-25 15:00 | 26461.6877 | 5
2017-05-25 16:00 | 26879.2896 | 5
2017-05-25 17:00 | 27284.0479 | 5
2017-05-25 18:00 | 27234.0091 | 5
2017-05-25 19:00 | 27493.509 | 5
2017-05-25 20:00 | 28019.8242 | 5
2017-05-25 21:00 | 28839.7478 | 5
2017-05-25 22:00 | 27970.8715 | 5
2017-05-25 23:00 | 25971.7463 | 5
2017-05-26 | 23950.4472 | 5
2017-05-26 01:00 | 22507.2994 | 5
2017-05-26 02:00 | 21547.429 | 5
2017-05-26 03:00 | 21058.7745 | 5
2017-05-26 04:00 | 20842.6487 | 5
2017-05-26 05:00 | 21210.5986 | 5
2017-05-26 06:00 | 22284.1793 | 5
2017-05-26 07:00 | 23682.4417 | 5
2017-05-26 08:00 | 25016.1142 | 5
2017-05-26 09:00 | 25624.3656 | 5
2017-05-26 10:00 | 26477.2765 | 5
2017-05-26 11:00 | 26674.4039 | 5
2017-05-26 12:00 | 26386.8273 | 5
2017-05-26 13:00 | 25909.5386 | 5
2017-05-26 14:00 | 25790.7377 | 5
2017-05-26 15:00 | 25651.0171 | 5
2017-05-26 16:00 | 25664.3706 | 5
2017-05-26 17:00 | 25916.2917 | 5
2017-05-26 18:00 | 25974.3608 | 5
2017-05-26 19:00 | 26068.515 | 5
2017-05-26 20:00 | 26641.2145 | 5
2017-05-26 21:00 | 27450.7688 | 5
2017-05-26 22:00 | 26990.3801 | 5
2017-05-26 23:00 | 25387.8888 | 5
2017-05-27 | 23569.9612 | 5
2017-05-27 01:00 | 22146.8406 | 5
2017-05-27 02:00 | 21069.9552 | 5
2017-05-27 03:00 | 20385.2297 | 5
2017-05-27 04:00 | 20102.3841 | 5
2017-05-27 05:00 | 20100.8012 | 5
2017-05-27 06:00 | 20389.3388 | 5
2017-05-27 07:00 | 20464.613 | 5
2017-05-27 08:00 | 21087.8626 | 5
2017-05-27 09:00 | 21839.9393 | 5
2017-05-27 10:00 | 21944.9184 | 5
2017-05-27 11:00 | 21835.2345 | 5
2017-05-27 12:00 | 21592.4913 | 5
2017-05-27 13:00 | 21521.2045 | 5
2017-05-27 14:00 | 21678.5907 | 5
2017-05-27 15:00 | 21970.9718 | 5
2017-05-27 16:00 | 22627.5942 | 5
2017-05-27 17:00 | 23595.9459 | 5
2017-05-27 18:00 | 24544.9862 | 5
2017-05-27 19:00 | 25214.2957 | 5
2017-05-27 20:00 | 25500.1515 | 5
2017-05-27 21:00 | 26229.7896 | 5
2017-05-27 22:00 | 25948.8638 | 5
2017-05-27 23:00 | 24464.1071 | 5
2017-05-28 | 22886.2647 | 5
2017-05-28 01:00 | 21757.4916 | 5
2017-05-28 02:00 | 20929.0456 | 5
2017-05-28 03:00 | 20314.3496 | 5
2017-05-28 04:00 | 19907.5805 | 5
2017-05-28 05:00 | 19879.9774 | 5
2017-05-28 06:00 | 19876.0922 | 5
2017-05-28 07:00 | 19552.437 | 5
2017-05-28 08:00 | 19883.4795 | 5
2017-05-28 09:00 | 20401.9486 | 5
2017-05-28 10:00 | 20598.3088 | 5
2017-05-28 11:00 | 20797.8238 | 5
2017-05-28 12:00 | 21025.4758 | 5
2017-05-28 13:00 | 21365.713 | 5
2017-05-28 14:00 | 21874.7291 | 5
2017-05-28 15:00 | 22617.1178 | 5
2017-05-28 16:00 | 23562.5437 | 5
2017-05-28 17:00 | 24883.6285 | 5
2017-05-28 18:00 | 25838.9942 | 5
2017-05-28 19:00 | 26343.8947 | 5
2017-05-28 20:00 | 26571.47 | 5
2017-05-28 21:00 | 27107.3367 | 5
2017-05-28 22:00 | 26449.1896 | 5
2017-05-28 23:00 | 24763.4963 | 5
2017-05-29 | 22948.7754 | 5
2017-05-29 01:00 | 21734.8975 | 5
2017-05-29 02:00 | 20906.7763 | 5
2017-05-29 03:00 | 20216.1195 | 5
2017-05-29 04:00 | 19846.6287 | 5
2017-05-29 05:00 | 19929.1657 | 5
2017-05-29 06:00 | 20303.3737 | 5
2017-05-29 07:00 | 20410.3691 | 5
2017-05-29 08:00 | 20923.2862 | 5
2017-05-29 09:00 | 21568.8213 | 5
2017-05-29 10:00 | 22232.2659 | 5
2017-05-29 11:00 | 22708.8156 | 5
2017-05-29 12:00 | 22924.4576 | 5
2017-05-29 13:00 | 23115.823 | 5
2017-05-29 14:00 | 23693.6024 | 5
2017-05-29 15:00 | 24527.9934 | 5
2017-05-29 16:00 | 25018.4647 | 5
2017-05-29 17:00 | 25793.0264 | 5
2017-05-29 18:00 | 26804.2749 | 5
2017-05-29 19:00 | 27301.5552 | 5
2017-05-29 20:00 | 27460.9055 | 5
2017-05-29 21:00 | 28108.9837 | 5
2017-05-29 22:00 | 27177.9521 | 5
2017-05-29 23:00 | 24980.6706 | 5
2017-05-30 | 22967.9036 | 5
2017-05-30 01:00 | 21626.9999 | 5
2017-05-30 02:00 | 21038.2743 | 5
2017-05-30 03:00 | 20583.1259 | 5
2017-05-30 04:00 | 20463.7023 | 5
2017-05-30 05:00 | 20845.6174 | 5
2017-05-30 06:00 | 21844.9202 | 5
2017-05-30 07:00 | 23394.6206 | 5
2017-05-30 08:00 | 24972.5666 | 5
2017-05-30 09:00 | 25846.4449 | 5
2017-05-30 10:00 | 26087.62 | 5
2017-05-30 11:00 | 26043.612 | 5
2017-05-30 12:00 | 26057.863 | 5
2017-05-30 13:00 | 26256.9547 | 5
2017-05-30 14:00 | 27008.1349 | 5
2017-05-30 15:00 | 27363.9748 | 5
2017-05-30 16:00 | 27514.5264 | 5
2017-05-30 17:00 | 28213.0669 | 5
2017-05-30 18:00 | 28536.4808 | 5
2017-05-30 19:00 | 28741.4422 | 5
2017-05-30 20:00 | 28863.1592 | 5
2017-05-30 21:00 | 29463.2064 | 5
2017-05-30 22:00 | 28389.7239 | 5
2017-05-30 23:00 | 26072.4899 | 5
2017-05-31 | 23930.3011 | 5
2017-05-31 01:00 | 22395.3581 | 5
2017-05-31 02:00 | 21623.1319 | 5
2017-05-31 03:00 | 20999.6371 | 5
2017-05-31 04:00 | 20732.2776 | 5
2017-05-31 05:00 | 21045.4904 | 5
2017-05-31 06:00 | 22194.7614 | 5
2017-05-31 07:00 | 23353.4955 | 5
2017-05-31 08:00 | 24526.6567 | 5
2017-05-31 09:00 | 25398.7709 | 5
2017-05-31 10:00 | 25982.3059 | 5
2017-05-31 11:00 | 26014.6687 | 5
2017-05-31 12:00 | 25960.2238 | 5
2017-05-31 13:00 | 26113.5785 | 5
2017-05-31 14:00 | 26228.2066 | 5
2017-05-31 15:00 | 26464.3849 | 5
2017-05-31 16:00 | 26459.5018 | 5
2017-05-31 17:00 | 26542.6593 | 5
2017-05-31 18:00 | 26699.4261 | 5
2017-05-31 19:00 | 27328.3994 | 5
2017-05-31 20:00 | 27783.4364 | 5
2017-05-31 21:00 | 28617.1194 | 5
2017-05-31 22:00 | 27831.6975 | 5
2017-05-31 23:00 | 25666.2728 | 5
2017-06-01 | 23489.603 | 6
2017-06-01 01:00 | 22305.5743 | 6
2017-06-01 02:00 | 22009.3265 | 6
2017-06-01 03:00 | 21417.0571 | 6
2017-06-01 04:00 | 21256.5226 | 6
2017-06-01 05:00 | 21559.6116 | 6
2017-06-01 06:00 | 22557.4665 | 6
2017-06-01 07:00 | 23899.9321 | 6
2017-06-01 08:00 | 25495.3677 | 6
2017-06-01 09:00 | 26001.7465 | 6
2017-06-01 10:00 | 26108.6864 | 6
2017-06-01 11:00 | 26218.3818 | 6
2017-06-01 12:00 | 26319.4229 | 6
2017-06-01 13:00 | 26454.2409 | 6
2017-06-01 14:00 | 26860.1765 | 6
2017-06-01 15:00 | 27447.0173 | 6
2017-06-01 16:00 | 28237.417 | 6
2017-06-01 17:00 | 28789.4568 | 6
2017-06-01 18:00 | 29101.6927 | 6
2017-06-01 19:00 | 29222.9528 | 6
2017-06-01 20:00 | 29320.9675 | 6
2017-06-01 21:00 | 29729.7791 | 6
2017-06-01 22:00 | 28936.3259 | 6
2017-06-01 23:00 | 26655.9935 | 6
2017-06-02 | 24434.3558 | 6
2017-06-02 01:00 | 23320.3105 | 6
2017-06-02 02:00 | 22733.086 | 6
2017-06-02 03:00 | 22123.7759 | 6
2017-06-02 04:00 | 21814.7095 | 6
2017-06-02 05:00 | 21932.8821 | 6
2017-06-02 06:00 | 22561.3946 | 6
2017-06-02 07:00 | 23884.7548 | 6
2017-06-02 08:00 | 25462.6124 | 6
2017-06-02 09:00 | 26410.1222 | 6
2017-06-02 10:00 | 26810.35 | 6
2017-06-02 11:00 | 27389.2162 | 6
2017-06-02 12:00 | 27701.0948 | 6
2017-06-02 13:00 | 28173.0906 | 6
2017-06-02 14:00 | 29120.8976 | 6
2017-06-02 15:00 | 30078.9652 | 6
2017-06-02 16:00 | 31179.6519 | 6
2017-06-02 17:00 | 32017.198 | 6
2017-06-02 18:00 | 32462.617 | 6
2017-06-02 19:00 | 32270.2536 | 6
2017-06-02 20:00 | 31742.7488 | 6
2017-06-02 21:00 | 31645.0422 | 6
2017-06-02 22:00 | 30557.8204 | 6
2017-06-02 23:00 | 28366.1591 | 6
2017-06-03 | 25953.7466 | 6
2017-06-03 01:00 | 24122.4004 | 6
2017-06-03 02:00 | 22909.549 | 6
2017-06-03 03:00 | 22096.4168 | 6
2017-06-03 04:00 | 21594.6503 | 6
2017-06-03 05:00 | 21499.8952 | 6
2017-06-03 06:00 | 21719.5729 | 6
2017-06-03 07:00 | 21944.1605 | 6
2017-06-03 08:00 | 22839.5031 | 6
2017-06-03 09:00 | 23538.5731 | 6
2017-06-03 10:00 | 24300.9464 | 6
2017-06-03 11:00 | 25168.9259 | 6
2017-06-03 12:00 | 25994.8756 | 6
2017-06-03 13:00 | 26848.0344 | 6
2017-06-03 14:00 | 27648.5941 | 6
2017-06-03 15:00 | 28187.4077 | 6
2017-06-03 16:00 | 28820.8439 | 6
2017-06-03 17:00 | 29847.4973 | 6
2017-06-03 18:00 | 30574.6017 | 6
2017-06-03 19:00 | 30677.0073 | 6
2017-06-03 20:00 | 30437.7815 | 6
2017-06-03 21:00 | 30357.4985 | 6
2017-06-03 22:00 | 29430.0101 | 6
2017-06-03 23:00 | 27454.7323 | 6
2017-06-04 | 25288.5901 | 6
2017-06-04 01:00 | 23644.5097 | 6
2017-06-04 02:00 | 22386.5401 | 6
2017-06-04 03:00 | 21508.4983 | 6
2017-06-04 04:00 | 21025.1674 | 6
2017-06-04 05:00 | 20902.4127 | 6
2017-06-04 06:00 | 20820.6354 | 6
2017-06-04 07:00 | 20528.2999 | 6
2017-06-04 08:00 | 21292.7995 | 6
2017-06-04 09:00 | 22131.6159 | 6
2017-06-04 10:00 | 22679.2307 | 6
2017-06-04 11:00 | 23190.1061 | 6
2017-06-04 12:00 | 23604.1757 | 6
2017-06-04 13:00 | 24307.7602 | 6
2017-06-04 14:00 | 25246.3543 | 6
2017-06-04 15:00 | 26439.787 | 6
2017-06-04 16:00 | 27594.0949 | 6
2017-06-04 17:00 | 28772.561 | 6
2017-06-04 18:00 | 29585.0526 | 6
2017-06-04 19:00 | 29878.3421 | 6
2017-06-04 20:00 | 29566.3946 | 6
2017-06-04 21:00 | 29695.8728 | 6
2017-06-04 22:00 | 28838.1895 | 6
2017-06-04 23:00 | 26514.6495 | 6
2017-06-05 | 24141.6136 | 6
2017-06-05 01:00 | 22534.499 | 6
2017-06-05 02:00 | 21560.9655 | 6
2017-06-05 03:00 | 21013.8653 | 6
2017-06-05 04:00 | 20822.4708 | 6
2017-06-05 05:00 | 21761.484 | 6
2017-06-05 06:00 | 23029.0617 | 6
2017-06-05 07:00 | 24410.178 | 6
2017-06-05 08:00 | 25992.9417 | 6
2017-06-05 09:00 | 26664.5368 | 6
2017-06-05 10:00 | 26874.6067 | 6
2017-06-05 11:00 | 27642.381 | 6
2017-06-05 12:00 | 28315.8356 | 6
2017-06-05 13:00 | 28798.8104 | 6
2017-06-05 14:00 | 29576.3539 | 6
2017-06-05 15:00 | 30205.5274 | 6
2017-06-05 16:00 | 31195.112 | 6
2017-06-05 17:00 | 32152.4228 | 6
2017-06-05 18:00 | 32763.7037 | 6
2017-06-05 19:00 | 32857.0258 | 6
2017-06-05 20:00 | 32558.8337 | 6
2017-06-05 21:00 | 32378.8465 | 6
2017-06-05 22:00 | 31003.8371 | 6
2017-06-05 23:00 | 28364.0454 | 6
2017-06-06 | 25843.8126 | 6
2017-06-06 01:00 | 23955.7488 | 6
2017-06-06 02:00 | 22810.6144 | 6
2017-06-06 03:00 | 22042.0072 | 6
2017-06-06 04:00 | 21730.3472 | 6
2017-06-06 05:00 | 22062.9753 | 6
2017-06-06 06:00 | 23099.2124 | 6
2017-06-06 07:00 | 24617.2754 | 6
2017-06-06 08:00 | 26088.3174 | 6
2017-06-06 09:00 | 26826.2775 | 6
2017-06-06 10:00 | 27608.0768 | 6
2017-06-06 11:00 | 28048.7422 | 6
2017-06-06 12:00 | 28119.6655 | 6
2017-06-06 13:00 | 28382.3902 | 6
2017-06-06 14:00 | 29086.804 | 6
2017-06-06 15:00 | 30174.691 | 6
2017-06-06 16:00 | 30901.8919 | 6
2017-06-06 17:00 | 31296.7613 | 6
2017-06-06 18:00 | 31705.7055 | 6
2017-06-06 19:00 | 31720.8821 | 6
2017-06-06 20:00 | 31481.9122 | 6
2017-06-06 21:00 | 31545.3459 | 6
2017-06-06 22:00 | 30421.9047 | 6
2017-06-06 23:00 | 27999.8559 | 6
2017-06-07 | 25557.7425 | 6
2017-06-07 01:00 | 24037.3347 | 6
2017-06-07 02:00 | 23159.6158 | 6
2017-06-07 03:00 | 22696.1463 | 6
2017-06-07 04:00 | 22539.5758 | 6
2017-06-07 05:00 | 22529.2683 | 6
2017-06-07 06:00 | 22965.6597 | 6
2017-06-07 07:00 | 24056.0967 | 6
2017-06-07 08:00 | 25517.387 | 6
2017-06-07 09:00 | 26351.3322 | 6
2017-06-07 10:00 | 26761.3436 | 6
2017-06-07 11:00 | 27403.4115 | 6
2017-06-07 12:00 | 27745.0819 | 6
2017-06-07 13:00 | 27935.924 | 6
2017-06-07 14:00 | 28611.4756 | 6
2017-06-07 15:00 | 29290.3415 | 6
2017-06-07 16:00 | 29984.6452 | 6
2017-06-07 17:00 | 30380.9529 | 6
2017-06-07 18:00 | 30675.1109 | 6
2017-06-07 19:00 | 30670.1605 | 6
2017-06-07 20:00 | 30604.4353 | 6
2017-06-07 21:00 | 30784.532 | 6
2017-06-07 22:00 | 29803.0724 | 6
2017-06-07 23:00 | 27491.081 | 6
2017-06-08 | 25214.4035 | 6
2017-06-08 01:00 | 23644.5024 | 6
2017-06-08 02:00 | 22678.5512 | 6
2017-06-08 03:00 | 21947.663 | 6
2017-06-08 04:00 | 21723.8539 | 6
2017-06-08 05:00 | 22163.6352 | 6
2017-06-08 06:00 | 23011.4111 | 6
2017-06-08 07:00 | 24511.971 | 6
2017-06-08 08:00 | 26063.5297 | 6
2017-06-08 09:00 | 26691.8046 | 6
2017-06-08 10:00 | 27103.4521 | 6
2017-06-08 11:00 | 27773.2353 | 6
2017-06-08 12:00 | 27881.0415 | 6
2017-06-08 13:00 | 27515.8766 | 6
2017-06-08 14:00 | 27805.5635 | 6
2017-06-08 15:00 | 28197.2047 | 6
2017-06-08 16:00 | 28731.1425 | 6
2017-06-08 17:00 | 28996.3211 | 6
2017-06-08 18:00 | 29222.8359 | 6
2017-06-08 19:00 | 29324.7892 | 6
2017-06-08 20:00 | 29435.253 | 6
2017-06-08 21:00 | 30010.02 | 6
2017-06-08 22:00 | 29293.4876 | 6
2017-06-08 23:00 | 27143.1464 | 6
2017-06-09 | 24919.4746 | 6
2017-06-09 01:00 | 23317.0386 | 6
2017-06-09 02:00 | 22372.2985 | 6
2017-06-09 03:00 | 21720.1171 | 6
2017-06-09 04:00 | 21499.9603 | 6
2017-06-09 05:00 | 21870.6242 | 6
2017-06-09 06:00 | 22893.3728 | 6
2017-06-09 07:00 | 24103.6051 | 6
2017-06-09 08:00 | 25397.9493 | 6
2017-06-09 09:00 | 26192.6774 | 6
2017-06-09 10:00 | 26520.7163 | 6
2017-06-09 11:00 | 26709.9724 | 6
2017-06-09 12:00 | 26806.7915 | 6
2017-06-09 13:00 | 26895.3169 | 6
2017-06-09 14:00 | 27334.577 | 6
2017-06-09 15:00 | 27734.903 | 6
2017-06-09 16:00 | 28154.6321 | 6
2017-06-09 17:00 | 28635.9335 | 6
2017-06-09 18:00 | 28870.5286 | 6
2017-06-09 19:00 | 29094.6198 | 6
2017-06-09 20:00 | 28999.7363 | 6
2017-06-09 21:00 | 29308.6112 | 6
2017-06-09 22:00 | 28799.1362 | 6
2017-06-09 23:00 | 27035.2583 | 6
2017-06-10 | 24980.6131 | 6
2017-06-10 01:00 | 23263.8811 | 6
2017-06-10 02:00 | 22200.8734 | 6
2017-06-10 03:00 | 21520.3215 | 6
2017-06-10 04:00 | 21099.0141 | 6
2017-06-10 05:00 | 21127.4818 | 6
2017-06-10 06:00 | 21380.2197 | 6
2017-06-10 07:00 | 21510.3049 | 6
2017-06-10 08:00 | 22129.8699 | 6
2017-06-10 09:00 | 22929.5062 | 6
2017-06-10 10:00 | 23315.6739 | 6
2017-06-10 11:00 | 23542.1485 | 6
2017-06-10 12:00 | 23584.4425 | 6
2017-06-10 13:00 | 23398.6873 | 6
2017-06-10 14:00 | 23203.0968 | 6
2017-06-10 15:00 | 22721.9828 | 6
2017-06-10 16:00 | 22941.9213 | 6
2017-06-10 17:00 | 23500.4024 | 6
2017-06-10 18:00 | 24205.2238 | 6
2017-06-10 19:00 | 25038.3893 | 6
2017-06-10 20:00 | 25645.111 | 6
2017-06-10 21:00 | 26541.9359 | 6
2017-06-10 22:00 | 26354.6964 | 6
2017-06-10 23:00 | 24972.6222 | 6
2017-06-11 | 23399.208 | 6
2017-06-11 01:00 | 21996.762 | 6
2017-06-11 02:00 | 21011.2806 | 6
2017-06-11 03:00 | 20317.1002 | 6
2017-06-11 04:00 | 19907.66 | 6
2017-06-11 05:00 | 19809.934 | 6
2017-06-11 06:00 | 19886.0706 | 6
2017-06-11 07:00 | 20025.315 | 6
2017-06-11 08:00 | 20316.0692 | 6
2017-06-11 09:00 | 20760.9543 | 6
2017-06-11 10:00 | 21183.0743 | 6
2017-06-11 11:00 | 21399.9593 | 6
2017-06-11 12:00 | 21390.5589 | 6
2017-06-11 13:00 | 20896.8926 | 6
2017-06-11 14:00 | 20762.1841 | 6
2017-06-11 15:00 | 20658.2469 | 6
2017-06-11 16:00 | 21094.7091 | 6
2017-06-11 17:00 | 22003.5637 | 6
2017-06-11 18:00 | 23105.7741 | 6
2017-06-11 19:00 | 24150.8397 | 6
2017-06-11 20:00 | 24899.8281 | 6
2017-06-11 21:00 | 26000.2885 | 6
2017-06-11 22:00 | 25726.3004 | 6
2017-06-11 23:00 | 24079.2861 | 6
2017-06-12 | 22267.108 | 6
2017-06-12 01:00 | 21079.3109 | 6
2017-06-12 02:00 | 20391.0665 | 6
2017-06-12 03:00 | 19952.6787 | 6
2017-06-12 04:00 | 19880.5582 | 6
2017-06-12 05:00 | 20433.3167 | 6
2017-06-12 06:00 | 21415.3663 | 6
2017-06-12 07:00 | 22652.8582 | 6
2017-06-12 08:00 | 23894.3041 | 6
2017-06-12 09:00 | 24553.1721 | 6
2017-06-12 10:00 | 25128.6804 | 6
2017-06-12 11:00 | 25405.1082 | 6
2017-06-12 12:00 | 25230.765 | 6
2017-06-12 13:00 | 25340.2816 | 6
2017-06-12 14:00 | 25502.1843 | 6
2017-06-12 15:00 | 25722.8719 | 6
2017-06-12 16:00 | 26114.7437 | 6
2017-06-12 17:00 | 26561.3376 | 6
2017-06-12 18:00 | 26947.0292 | 6
2017-06-12 19:00 | 27353.7578 | 6
2017-06-12 20:00 | 27695.104 | 6
2017-06-12 21:00 | 28373.639 | 6
2017-06-12 22:00 | 28077.086 | 6
2017-06-12 23:00 | 26027.5591 | 6
2017-06-13 | 23956.0166 | 6
2017-06-13 01:00 | 22607.1052 | 6
2017-06-13 02:00 | 21693.2121 | 6
2017-06-13 03:00 | 21102.5471 | 6
2017-06-13 04:00 | 20884.0327 | 6
2017-06-13 05:00 | 21243.06 | 6
2017-06-13 06:00 | 22234.0334 | 6
2017-06-13 07:00 | 23315.9889 | 6
2017-06-13 08:00 | 24441.4147 | 6
2017-06-13 09:00 | 24955.9626 | 6
2017-06-13 10:00 | 25181.9267 | 6
2017-06-13 11:00 | 25379.8513 | 6
2017-06-13 12:00 | 25535.0858 | 6
2017-06-13 13:00 | 25699.5549 | 6
2017-06-13 14:00 | 26396.4501 | 6
2017-06-13 15:00 | 27096.7994 | 6
2017-06-13 16:00 | 28000.2711 | 6
2017-06-13 17:00 | 28825.76 | 6
2017-06-13 18:00 | 29472.3119 | 6
2017-06-13 19:00 | 29942.1028 | 6
2017-06-13 20:00 | 30061.7759 | 6
2017-06-13 21:00 | 30414.7041 | 6
2017-06-13 22:00 | 29695.0944 | 6
2017-06-13 23:00 | 27382.5252 | 6
2017-06-14 | 25180.251 | 6
2017-06-14 01:00 | 23413.1217 | 6
2017-06-14 02:00 | 22392.9152 | 6
2017-06-14 03:00 | 21662.5917 | 6
2017-06-14 04:00 | 21396.3655 | 6
2017-06-14 05:00 | 21700.487 | 6
2017-06-14 06:00 | 22601.3017 | 6
2017-06-14 07:00 | 23769.4203 | 6
2017-06-14 08:00 | 25110.0376 | 6
2017-06-14 09:00 | 25729.4964 | 6
2017-06-14 10:00 | 26386.7155 | 6
2017-06-14 11:00 | 27073.7032 | 6
2017-06-14 12:00 | 27720.9151 | 6
2017-06-14 13:00 | 28370.3777 | 6
2017-06-14 14:00 | 29636.6142 | 6
2017-06-14 15:00 | 30779.2913 | 6
2017-06-14 16:00 | 31987.3502 | 6
2017-06-14 17:00 | 33035.374 | 6
2017-06-14 18:00 | 33724.9302 | 6
2017-06-14 19:00 | 33794.6837 | 6
2017-06-14 20:00 | 33340.1339 | 6
2017-06-14 21:00 | 33001.1963 | 6
2017-06-14 22:00 | 31863.0327 | 6
2017-06-14 23:00 | 29184.8783 | 6
2017-06-15 | 26517.7951 | 6
2017-06-15 01:00 | 24571.7686 | 6
2017-06-15 02:00 | 23283.6779 | 6
2017-06-15 03:00 | 22421.5088 | 6
2017-06-15 04:00 | 22066.5392 | 6
2017-06-15 05:00 | 22329.9304 | 6
2017-06-15 06:00 | 23086.8637 | 6
2017-06-15 07:00 | 24289.0752 | 6
2017-06-15 08:00 | 25684.8013 | 6
2017-06-15 09:00 | 26499.7411 | 6
2017-06-15 10:00 | 27280.0148 | 6
2017-06-15 11:00 | 28329.9839 | 6
2017-06-15 12:00 | 29229.956 | 6
2017-06-15 13:00 | 30489.1314 | 6
2017-06-15 14:00 | 31744.9915 | 6
2017-06-15 15:00 | 33004.5227 | 6
2017-06-15 16:00 | 34342.5579 | 6
2017-06-15 17:00 | 35427.3019 | 6
2017-06-15 18:00 | 35993.2989 | 6
2017-06-15 19:00 | 35992.0888 | 6
2017-06-15 20:00 | 35237.1484 | 6
2017-06-15 21:00 | 34693.73 | 6
2017-06-15 22:00 | 33440.6136 | 6
2017-06-15 23:00 | 30583.0328 | 6
2017-06-16 | 27743.6722 | 6
2017-06-16 01:00 | 25735.7582 | 6
2017-06-16 02:00 | 24491.9616 | 6
2017-06-16 03:00 | 23564.8663 | 6
2017-06-16 04:00 | 23094.3701 | 6
2017-06-16 05:00 | 23283.3877 | 6
2017-06-16 06:00 | 23875.524 | 6
2017-06-16 07:00 | 24893.1755 | 6
2017-06-16 08:00 | 26553.9968 | 6
2017-06-16 09:00 | 27833.1297 | 6
2017-06-16 10:00 | 29050.2144 | 6
2017-06-16 11:00 | 30481.3462 | 6
2017-06-16 12:00 | 31865.5353 | 6
2017-06-16 13:00 | 33180.0299 | 6
2017-06-16 14:00 | 35040.7632 | 6
2017-06-16 15:00 | 36621.0354 | 6
2017-06-16 16:00 | 37998.3863 | 6
2017-06-16 17:00 | 38800.3584 | 6
2017-06-16 18:00 | 39163.4808 | 6
2017-06-16 19:00 | 38835.0488 | 6
2017-06-16 20:00 | 37836.7553 | 6
2017-06-16 21:00 | 36787.3993 | 6
2017-06-16 22:00 | 35420.9505 | 6
2017-06-16 23:00 | 32531.3768 | 6
2017-06-17 | 29566.2508 | 6
2017-06-17 01:00 | 27212.5023 | 6
2017-06-17 02:00 | 25528.2819 | 6
2017-06-17 03:00 | 24312.8285 | 6
2017-06-17 04:00 | 23626.5442 | 6
2017-06-17 05:00 | 23463.8486 | 6
2017-06-17 06:00 | 23454.9183 | 6
2017-06-17 07:00 | 23567.8498 | 6
2017-06-17 08:00 | 24450.5936 | 6
2017-06-17 09:00 | 25922.0655 | 6
2017-06-17 10:00 | 27398.5512 | 6
2017-06-17 11:00 | 28638.2512 | 6
2017-06-17 12:00 | 29877.2142 | 6
2017-06-17 13:00 | 31533.0559 | 6
2017-06-17 14:00 | 33141.778 | 6
2017-06-17 15:00 | 34542.6652 | 6
2017-06-17 16:00 | 35938.6546 | 6
2017-06-17 17:00 | 37092.638 | 6
2017-06-17 18:00 | 37754.9686 | 6
2017-06-17 19:00 | 37854.0723 | 6
2017-06-17 20:00 | 36962.1205 | 6
2017-06-17 21:00 | 36002.3701 | 6
2017-06-17 22:00 | 34855.7252 | 6
2017-06-17 23:00 | 32353.337 | 6
2017-06-18 | 29533.6031 | 6
2017-06-18 01:00 | 27180.9353 | 6
2017-06-18 02:00 | 25517.8485 | 6
2017-06-18 03:00 | 24322.3998 | 6
2017-06-18 04:00 | 23530.7614 | 6
2017-06-18 05:00 | 23104.545 | 6
2017-06-18 06:00 | 22985.3755 | 6
2017-06-18 07:00 | 23080.6179 | 6
2017-06-18 08:00 | 23985.5329 | 6
2017-06-18 09:00 | 25622.22 | 6
2017-06-18 10:00 | 27196.7563 | 6
2017-06-18 11:00 | 28493.4619 | 6
2017-06-18 12:00 | 30281.9722 | 6
2017-06-18 13:00 | 32020.6377 | 6
2017-06-18 14:00 | 33740.9562 | 6
2017-06-18 15:00 | 35427.7217 | 6
2017-06-18 16:00 | 37097.7971 | 6
2017-06-18 17:00 | 38294.8074 | 6
2017-06-18 18:00 | 39061.1868 | 6
2017-06-18 19:00 | 39406.2689 | 6
2017-06-18 20:00 | 38744.7242 | 6
2017-06-18 21:00 | 38063.019 | 6
2017-06-18 22:00 | 36864.4384 | 6
2017-06-18 23:00 | 33825.6355 | 6
2017-06-19 | 30524.2136 | 6
2017-06-19 01:00 | 28032.4634 | 6
2017-06-19 02:00 | 26238.6366 | 6
2017-06-19 03:00 | 25119.9703 | 6
2017-06-19 04:00 | 24490.9886 | 6
2017-06-19 05:00 | 24633.208 | 6
2017-06-19 06:00 | 25540.0805 | 6
2017-06-19 07:00 | 27062.4612 | 6
2017-06-19 08:00 | 29108.9039 | 6
2017-06-19 09:00 | 30880.7751 | 6
2017-06-19 10:00 | 32647.7597 | 6
2017-06-19 11:00 | 34702.6176 | 6
2017-06-19 12:00 | 36566.7846 | 6
2017-06-19 13:00 | 38241.4627 | 6
2017-06-19 14:00 | 40210.1224 | 6
2017-06-19 15:00 | 41815.4944 | 6
2017-06-19 16:00 | 43070.3049 | 6
2017-06-19 17:00 | 43898.6429 | 6
2017-06-19 18:00 | 44093.5206 | 6
2017-06-19 19:00 | 43700.5435 | 6
2017-06-19 20:00 | 42592.0616 | 6
2017-06-19 21:00 | 41202.26 | 6
2017-06-19 22:00 | 39040.2934 | 6
2017-06-19 23:00 | 35304.8792 | 6
2017-06-20 | 31780.0963 | 6
2017-06-20 01:00 | 29161.9449 | 6
2017-06-20 02:00 | 27336.1514 | 6
2017-06-20 03:00 | 26032.4018 | 6
2017-06-20 04:00 | 25333.0701 | 6
2017-06-20 05:00 | 25367.616 | 6
2017-06-20 06:00 | 26182.724 | 6
2017-06-20 07:00 | 27561.7369 | 6
2017-06-20 08:00 | 29466.1045 | 6
2017-06-20 09:00 | 31023.4379 | 6
2017-06-20 10:00 | 32698.9359 | 6
2017-06-20 11:00 | 34652.4035 | 6
2017-06-20 12:00 | 36591.707 | 6
2017-06-20 13:00 | 38334.396 | 6
2017-06-20 14:00 | 40410.6323 | 6
2017-06-20 15:00 | 41960.3945 | 6
2017-06-20 16:00 | 43075.0099 | 6
2017-06-20 17:00 | 43949.8643 | 6
2017-06-20 18:00 | 44182.4984 | 6
2017-06-20 19:00 | 43795.6538 | 6
2017-06-20 20:00 | 42469.2164 | 6
2017-06-20 21:00 | 41129.8339 | 6
2017-06-20 22:00 | 39013.6652 | 6
2017-06-20 23:00 | 35331.3276 | 6
2017-06-21 | 31807.4403 | 6
2017-06-21 01:00 | 29143.4619 | 6
2017-06-21 02:00 | 27145.3269 | 6
2017-06-21 03:00 | 25754.3042 | 6
2017-06-21 04:00 | 24993.3295 | 6
2017-06-21 05:00 | 25067.6073 | 6
2017-06-21 06:00 | 26014.0727 | 6
2017-06-21 07:00 | 27271.5388 | 6
2017-06-21 08:00 | 29070.6077 | 6
2017-06-21 09:00 | 31066.9897 | 6
2017-06-21 10:00 | 32532.3941 | 6
2017-06-21 11:00 | 33925.2246 | 6
2017-06-21 12:00 | 35704.0014 | 6
2017-06-21 13:00 | 37408.4117 | 6
2017-06-21 14:00 | 39342.6665 | 6
2017-06-21 15:00 | 41015.4172 | 6
2017-06-21 16:00 | 42486.9003 | 6
2017-06-21 17:00 | 43209.1256 | 6
2017-06-21 18:00 | 43468.7869 | 6
2017-06-21 19:00 | 43089.4501 | 6
2017-06-21 20:00 | 42007.6587 | 6
2017-06-21 21:00 | 41052.4375 | 6
2017-06-21 22:00 | 39204.8678 | 6
2017-06-21 23:00 | 35571.4041 | 6
2017-06-22 | 32004.6278 | 6
2017-06-22 01:00 | 29389.6751 | 6
2017-06-22 02:00 | 27578.409 | 6
2017-06-22 03:00 | 26273.3875 | 6
2017-06-22 04:00 | 25528.9139 | 6
2017-06-22 05:00 | 25585.593 | 6
2017-06-22 06:00 | 26456.411 | 6
2017-06-22 07:00 | 27954.4022 | 6
2017-06-22 08:00 | 29921.8645 | 6
2017-06-22 09:00 | 31695.7215 | 6
2017-06-22 10:00 | 33354.5609 | 6
2017-06-22 11:00 | 34749.991 | 6
2017-06-22 12:00 | 36005.2521 | 6
2017-06-22 13:00 | 36896.0895 | 6
2017-06-22 14:00 | 38229.9787 | 6
2017-06-22 15:00 | 39612.8025 | 6
2017-06-22 16:00 | 40763.8729 | 6
2017-06-22 17:00 | 41511.7294 | 6
2017-06-22 18:00 | 41412.7205 | 6
2017-06-22 19:00 | 40868.4871 | 6
2017-06-22 20:00 | 39749.6284 | 6
2017-06-22 21:00 | 38782.4305 | 6
2017-06-22 22:00 | 37013.1064 | 6
2017-06-22 23:00 | 33752.6776 | 6
2017-06-23 | 30629.7887 | 6
2017-06-23 01:00 | 28290.613 | 6
2017-06-23 02:00 | 26710.9094 | 6
2017-06-23 03:00 | 25544.4617 | 6
2017-06-23 04:00 | 24867.8384 | 6
2017-06-23 05:00 | 24949.5414 | 6
2017-06-23 06:00 | 25771.8934 | 6
2017-06-23 07:00 | 27170.8636 | 6
2017-06-23 08:00 | 28986.0539 | 6
2017-06-23 09:00 | 30309.1472 | 6
2017-06-23 10:00 | 31412.5709 | 6
2017-06-23 11:00 | 32695.9606 | 6
2017-06-23 12:00 | 33399.1271 | 6
2017-06-23 13:00 | 35158.2518 | 6
2017-06-23 14:00 | 36965.8072 | 6
2017-06-23 15:00 | 37597.6195 | 6
2017-06-23 16:00 | 38789.359 | 6
2017-06-23 17:00 | 39444.3137 | 6
2017-06-23 18:00 | 39445.8779 | 6
2017-06-23 19:00 | 38767.786 | 6
2017-06-23 20:00 | 37497.8584 | 6
2017-06-23 21:00 | 36406.1973 | 6
2017-06-23 22:00 | 34905.7281 | 6
2017-06-23 23:00 | 32379.8271 | 6
2017-06-24 | 29696.6806 | 6
2017-06-24 01:00 | 27788.6947 | 6
2017-06-24 02:00 | 26092.8567 | 6
2017-06-24 03:00 | 24965.7438 | 6
2017-06-24 04:00 | 24303.3865 | 6
2017-06-24 05:00 | 24037.3899 | 6
2017-06-24 06:00 | 24116.7937 | 6
2017-06-24 07:00 | 24310.1122 | 6
2017-06-24 08:00 | 25247.7081 | 6
2017-06-24 09:00 | 26683.9897 | 6
2017-06-24 10:00 | 27723.9726 | 6
2017-06-24 11:00 | 28815.0983 | 6
2017-06-24 12:00 | 30041.614 | 6
2017-06-24 13:00 | 31275.0704 | 6
2017-06-24 14:00 | 32514.1647 | 6
2017-06-24 15:00 | 33647.3595 | 6
2017-06-24 16:00 | 34298.2539 | 6
2017-06-24 17:00 | 35151.4946 | 6
2017-06-24 18:00 | 35741.7734 | 6
2017-06-24 19:00 | 35730.0694 | 6
2017-06-24 20:00 | 34922.4107 | 6
2017-06-24 21:00 | 34367.7415 | 6
2017-06-24 22:00 | 33335.3728 | 6
2017-06-24 23:00 | 31122.6819 | 6
2017-06-25 | 28614.9033 | 6
2017-06-25 01:00 | 26558.672 | 6
2017-06-25 02:00 | 24950.7612 | 6
2017-06-25 03:00 | 23794.0577 | 6
2017-06-25 04:00 | 23302.598 | 6
2017-06-25 05:00 | 22931.9073 | 6
2017-06-25 06:00 | 22763.8188 | 6
2017-06-25 07:00 | 22629.6556 | 6
2017-06-25 08:00 | 23406.4338 | 6
2017-06-25 09:00 | 24652.3162 | 6
2017-06-25 10:00 | 25966.534 | 6
2017-06-25 11:00 | 27564.1974 | 6
2017-06-25 12:00 | 29316.5588 | 6
2017-06-25 13:00 | 31197.6716 | 6
2017-06-25 14:00 | 33101.061 | 6
2017-06-25 15:00 | 34738.4646 | 6
2017-06-25 16:00 | 35745.9951 | 6
2017-06-25 17:00 | 36574.2618 | 6
2017-06-25 18:00 | 37254.5691 | 6
2017-06-25 19:00 | 37495.7005 | 6
2017-06-25 20:00 | 36795.6106 | 6
2017-06-25 21:00 | 35945.0174 | 6
2017-06-25 22:00 | 34589.1819 | 6
2017-06-25 23:00 | 31706.1571 | 6
2017-06-26 | 28567.9302 | 6
2017-06-26 01:00 | 26247.037 | 6
2017-06-26 02:00 | 24636.7621 | 6
2017-06-26 03:00 | 23621.9716 | 6
2017-06-26 04:00 | 23186.6247 | 6
2017-06-26 05:00 | 23417.1663 | 6
2017-06-26 06:00 | 24320.1194 | 6
2017-06-26 07:00 | 25687.7061 | 6
2017-06-26 08:00 | 27508.2429 | 6
2017-06-26 09:00 | 29110.4927 | 6
2017-06-26 10:00 | 30536.131 | 6
2017-06-26 11:00 | 32199.6001 | 6
2017-06-26 12:00 | 33740.4446 | 6
2017-06-26 13:00 | 34994.0595 | 6
2017-06-26 14:00 | 36473.9974 | 6
2017-06-26 15:00 | 37773.6856 | 6
2017-06-26 16:00 | 38776.3266 | 6
2017-06-26 17:00 | 39566.3644 | 6
2017-06-26 18:00 | 39967.6877 | 6
2017-06-26 19:00 | 39756.8443 | 6
2017-06-26 20:00 | 38593.1907 | 6
2017-06-26 21:00 | 37390.8747 | 6
2017-06-26 22:00 | 35646.2414 | 6
2017-06-26 23:00 | 32357.4988 | 6
2017-06-27 | 29076.3301 | 6
2017-06-27 01:00 | 26751.3766 | 6
2017-06-27 02:00 | 25351.9764 | 6
2017-06-27 03:00 | 24432.2892 | 6
2017-06-27 04:00 | 23822.5154 | 6
2017-06-27 05:00 | 23940.9101 | 6
2017-06-27 06:00 | 25160.2668 | 6
2017-06-27 07:00 | 26368.5045 | 6
2017-06-27 08:00 | 27869.9667 | 6
2017-06-27 09:00 | 29016.562 | 6
2017-06-27 10:00 | 30094.1107 | 6
2017-06-27 11:00 | 31291.1554 | 6
2017-06-27 12:00 | 32424.152 | 6
2017-06-27 13:00 | 33546.9382 | 6
2017-06-27 14:00 | 34899.6107 | 6
2017-06-27 15:00 | 36129.8822 | 6
2017-06-27 16:00 | 37116.4406 | 6
2017-06-27 17:00 | 37847.4188 | 6
2017-06-27 18:00 | 38085.1035 | 6
2017-06-27 19:00 | 37568.6778 | 6
2017-06-27 20:00 | 36485.7701 | 6
2017-06-27 21:00 | 35252.5983 | 6
2017-06-27 22:00 | 33736.7384 | 6
2017-06-27 23:00 | 30809.7754 | 6
2017-06-28 | 27887.3422 | 6
2017-06-28 01:00 | 25837.734 | 6
2017-06-28 02:00 | 24383.2944 | 6
2017-06-28 03:00 | 23662.2894 | 6
2017-06-28 04:00 | 23308.6794 | 6
2017-06-28 05:00 | 23479.8822 | 6
2017-06-28 06:00 | 24361.6189 | 6
2017-06-28 07:00 | 25464.0058 | 6
2017-06-28 08:00 | 26460.7705 | 6
2017-06-28 09:00 | 27339.5744 | 6
2017-06-28 10:00 | 28181.8122 | 6
2017-06-28 11:00 | 29121.4663 | 6
2017-06-28 12:00 | 29924.1187 | 6
2017-06-28 13:00 | 30682.731 | 6
2017-06-28 14:00 | 31685.4601 | 6
2017-06-28 15:00 | 32803.047 | 6
2017-06-28 16:00 | 33809.6899 | 6
2017-06-28 17:00 | 34812.2 | 6
2017-06-28 18:00 | 35233.137 | 6
2017-06-28 19:00 | 34918.9825 | 6
2017-06-28 20:00 | 34247.6118 | 6
2017-06-28 21:00 | 33540.468 | 6
2017-06-28 22:00 | 32379.8873 | 6
2017-06-28 23:00 | 29984.2409 | 6
2017-06-29 | 27536.5343 | 6
2017-06-29 01:00 | 25249.5717 | 6
2017-06-29 02:00 | 23914.225 | 6
2017-06-29 03:00 | 23111.0033 | 6
2017-06-29 04:00 | 22810.0266 | 6
2017-06-29 05:00 | 23215.2323 | 6
2017-06-29 06:00 | 24119.2067 | 6
2017-06-29 07:00 | 25016.6099 | 6
2017-06-29 08:00 | 26324.6369 | 6
2017-06-29 09:00 | 27037.608 | 6
2017-06-29 10:00 | 27579.3322 | 6
2017-06-29 11:00 | 28446.5689 | 6
2017-06-29 12:00 | 29298.8825 | 6
2017-06-29 13:00 | 30014.4863 | 6
2017-06-29 14:00 | 30937.8632 | 6
2017-06-29 15:00 | 32055.4224 | 6
2017-06-29 16:00 | 33230.2635 | 6
2017-06-29 17:00 | 34226.885 | 6
2017-06-29 18:00 | 34722.3942 | 6
2017-06-29 19:00 | 34665.595 | 6
2017-06-29 20:00 | 33961.2755 | 6
2017-06-29 21:00 | 33514.0748 | 6
2017-06-29 22:00 | 32497.712 | 6
2017-06-29 23:00 | 29674.4317 | 6
2017-06-30 | 27067.7888 | 6
2017-06-30 01:00 | 25358.1917 | 6
2017-06-30 02:00 | 24297.0356 | 6
2017-06-30 03:00 | 23407.0503 | 6
2017-06-30 04:00 | 23039.3402 | 6
2017-06-30 05:00 | 23256.1782 | 6
2017-06-30 06:00 | 24238.3321 | 6
2017-06-30 07:00 | 25065.3692 | 6
2017-06-30 08:00 | 26249.2654 | 6
2017-06-30 09:00 | 27126.5722 | 6
2017-06-30 10:00 | 27663.987 | 6
2017-06-30 11:00 | 28291.5189 | 6
2017-06-30 12:00 | 28938.3788 | 6
2017-06-30 13:00 | 29553.4492 | 6
2017-06-30 14:00 | 30804.2554 | 6
2017-06-30 15:00 | 32061.4865 | 6
2017-06-30 16:00 | 33351.4032 | 6
2017-06-30 17:00 | 34249.5837 | 6
2017-06-30 18:00 | 34758.1512 | 6
2017-06-30 19:00 | 34706.1205 | 6
2017-06-30 20:00 | 33934.871 | 6
2017-06-30 21:00 | 33381.0503 | 6
2017-06-30 22:00 | 32407.7268 | 6
2017-06-30 23:00 | 30040.1202 | 6
2017-07-01 | 27556.9453 | 7
2017-07-01 01:00 | 25557.4639 | 7
2017-07-01 02:00 | 23934.6044 | 7
2017-07-01 03:00 | 22925.1447 | 7
2017-07-01 04:00 | 22397.1606 | 7
2017-07-01 05:00 | 22235.5824 | 7
2017-07-01 06:00 | 22577.7228 | 7
2017-07-01 07:00 | 22839.311 | 7
2017-07-01 08:00 | 23431.7451 | 7
2017-07-01 09:00 | 24242.6665 | 7
2017-07-01 10:00 | 25005.6029 | 7
2017-07-01 11:00 | 25529.733 | 7
2017-07-01 12:00 | 26075.0702 | 7
2017-07-01 13:00 | 26630.9141 | 7
2017-07-01 14:00 | 27346.262 | 7
2017-07-01 15:00 | 28323.8108 | 7
2017-07-01 16:00 | 29299.0885 | 7
2017-07-01 17:00 | 30316.1378 | 7
2017-07-01 18:00 | 31188.6938 | 7
2017-07-01 19:00 | 31451.5111 | 7
2017-07-01 20:00 | 31062.174 | 7
2017-07-01 21:00 | 30797.9485 | 7
2017-07-01 22:00 | 30082.467 | 7
2017-07-01 23:00 | 28251.7077 | 7
2017-07-02 | 26190.8461 | 7
2017-07-02 01:00 | 24516.3644 | 7
2017-07-02 02:00 | 23199.9578 | 7
2017-07-02 03:00 | 22390.2738 | 7
2017-07-02 04:00 | 21791.0868 | 7
2017-07-02 05:00 | 21633.6713 | 7
2017-07-02 06:00 | 21664.0291 | 7
2017-07-02 07:00 | 21443.3072 | 7
2017-07-02 08:00 | 21816.9404 | 7
2017-07-02 09:00 | 22617.5836 | 7
2017-07-02 10:00 | 23255.3042 | 7
2017-07-02 11:00 | 23919.3241 | 7
2017-07-02 12:00 | 24782.2479 | 7
2017-07-02 13:00 | 25749.8583 | 7
2017-07-02 14:00 | 26853.0167 | 7
2017-07-02 15:00 | 27738.663 | 7
2017-07-02 16:00 | 29173.377 | 7
2017-07-02 17:00 | 30623.1937 | 7
2017-07-02 18:00 | 31823.8977 | 7
2017-07-02 19:00 | 32402.3454 | 7
2017-07-02 20:00 | 31961.4505 | 7
2017-07-02 21:00 | 31528.9437 | 7
2017-07-02 22:00 | 30650.8066 | 7
2017-07-02 23:00 | 28522.6615 | 7
2017-07-03 | 26020.5214 | 7
2017-07-03 01:00 | 24320.3076 | 7
2017-07-03 02:00 | 23022.0972 | 7
2017-07-03 03:00 | 22236.5066 | 7
2017-07-03 04:00 | 21851.549 | 7
2017-07-03 05:00 | 22082.4105 | 7
2017-07-03 06:00 | 22815.4994 | 7
2017-07-03 07:00 | 23622.8515 | 7
2017-07-03 08:00 | 24766.3782 | 7
2017-07-03 09:00 | 25628.0957 | 7
2017-07-03 10:00 | 26460.1564 | 7
2017-07-03 11:00 | 27316.4572 | 7
2017-07-03 12:00 | 28550.6336 | 7
2017-07-03 13:00 | 29664.0082 | 7
2017-07-03 14:00 | 30953.5767 | 7
2017-07-03 15:00 | 32355.212 | 7
2017-07-03 16:00 | 33969.5581 | 7
2017-07-03 17:00 | 35311.1023 | 7
2017-07-03 18:00 | 36227.605 | 7
2017-07-03 19:00 | 36211.6384 | 7
2017-07-03 20:00 | 35131.797 | 7
2017-07-03 21:00 | 34224.2902 | 7
2017-07-03 22:00 | 32954.4753 | 7
2017-07-03 23:00 | 30439.0629 | 7
2017-07-04 | 27754.0966 | 7
2017-07-04 01:00 | 25686.8484 | 7
2017-07-04 02:00 | 24080.5672 | 7
2017-07-04 03:00 | 23014.9953 | 7
2017-07-04 04:00 | 22333.2814 | 7
2017-07-04 05:00 | 22142.8865 | 7
2017-07-04 06:00 | 22222.096 | 7
2017-07-04 07:00 | 22106.0249 | 7
2017-07-04 08:00 | 22594.2341 | 7
2017-07-04 09:00 | 23468.5508 | 7
2017-07-04 10:00 | 24734.8039 | 7
2017-07-04 11:00 | 26048.1729 | 7
2017-07-04 12:00 | 27252.5919 | 7
2017-07-04 13:00 | 28635.5009 | 7
2017-07-04 14:00 | 30085.2702 | 7
2017-07-04 15:00 | 31736.9733 | 7
2017-07-04 16:00 | 33201.5899 | 7
2017-07-04 17:00 | 34221.9355 | 7
2017-07-04 18:00 | 34615.2635 | 7
2017-07-04 19:00 | 34399.2917 | 7
2017-07-04 20:00 | 33392.0584 | 7
2017-07-04 21:00 | 32312.96 | 7
2017-07-04 22:00 | 30946.0207 | 7
2017-07-04 23:00 | 29580.8788 | 7
2017-07-05 | 27454.3729 | 7
2017-07-05 01:00 | 25357.018 | 7
2017-07-05 02:00 | 24075.8448 | 7
2017-07-05 03:00 | 23352.7981 | 7
2017-07-05 04:00 | 22829.6211 | 7
2017-07-05 05:00 | 23020.0992 | 7
2017-07-05 06:00 | 23999.8295 | 7
2017-07-05 07:00 | 25178.2967 | 7
2017-07-05 08:00 | 26703.4433 | 7
2017-07-05 09:00 | 28050.5845 | 7
2017-07-05 10:00 | 29275.9166 | 7
2017-07-05 11:00 | 30437.0976 | 7
2017-07-05 12:00 | 31672.6156 | 7
2017-07-05 13:00 | 33112.6202 | 7
2017-07-05 14:00 | 34787.8712 | 7
2017-07-05 15:00 | 36358.6481 | 7
2017-07-05 16:00 | 37576.7329 | 7
2017-07-05 17:00 | 38580.9137 | 7
2017-07-05 18:00 | 39217.6021 | 7
2017-07-05 19:00 | 39048.2613 | 7
2017-07-05 20:00 | 38166.122 | 7
2017-07-05 21:00 | 37125.799 | 7
2017-07-05 22:00 | 35471.6014 | 7
2017-07-05 23:00 | 32279.8743 | 7
2017-07-06 | 29192.1987 | 7
2017-07-06 01:00 | 26843.9625 | 7
2017-07-06 02:00 | 25196.6556 | 7
2017-07-06 03:00 | 24341.7578 | 7
2017-07-06 04:00 | 23884.9701 | 7
2017-07-06 05:00 | 24016.7177 | 7
2017-07-06 06:00 | 24724.6027 | 7
2017-07-06 07:00 | 25808.739 | 7
2017-07-06 08:00 | 27455.9547 | 7
2017-07-06 09:00 | 29014.3311 | 7
2017-07-06 10:00 | 30328.4273 | 7
2017-07-06 11:00 | 31988.129 | 7
2017-07-06 12:00 | 33690.4663 | 7
2017-07-06 13:00 | 35405.7591 | 7
2017-07-06 14:00 | 37408.819 | 7
2017-07-06 15:00 | 39185.8327 | 7
2017-07-06 16:00 | 40789.2814 | 7
2017-07-06 17:00 | 41749.9428 | 7
2017-07-06 18:00 | 42067.8882 | 7
2017-07-06 19:00 | 41738.9427 | 7
2017-07-06 20:00 | 40711.5628 | 7
2017-07-06 21:00 | 39511.1062 | 7
2017-07-06 22:00 | 37499.4649 | 7
2017-07-06 23:00 | 34154.5718 | 7
2017-07-07 | 30882.4222 | 7
2017-07-07 01:00 | 28252.2789 | 7
2017-07-07 02:00 | 26798.3431 | 7
2017-07-07 03:00 | 25646.6515 | 7
2017-07-07 04:00 | 25200.1671 | 7
2017-07-07 05:00 | 25255.8552 | 7
2017-07-07 06:00 | 25993.4355 | 7
2017-07-07 07:00 | 27230.2113 | 7
2017-07-07 08:00 | 29041.9496 | 7
2017-07-07 09:00 | 30922.3568 | 7
2017-07-07 10:00 | 33102.7891 | 7
2017-07-07 11:00 | 35442.5239 | 7
2017-07-07 12:00 | 37788.6698 | 7
2017-07-07 13:00 | 39612.6416 | 7
2017-07-07 14:00 | 41385.5608 | 7
2017-07-07 15:00 | 43109.8853 | 7
2017-07-07 16:00 | 44491.5778 | 7
2017-07-07 17:00 | 45186.7926 | 7
2017-07-07 18:00 | 45365.9391 | 7
2017-07-07 19:00 | 44801.1616 | 7
2017-07-07 20:00 | 43596.0054 | 7
2017-07-07 21:00 | 42284.6134 | 7
2017-07-07 22:00 | 40485.0292 | 7
2017-07-07 23:00 | 37111.5258 | 7
2017-07-08 | 33860.8689 | 7
2017-07-08 01:00 | 30990.7238 | 7
2017-07-08 02:00 | 29091.8664 | 7
2017-07-08 03:00 | 27443.5593 | 7
2017-07-08 04:00 | 26264.2027 | 7
2017-07-08 05:00 | 25622.5008 | 7
2017-07-08 06:00 | 25868.2767 | 7
2017-07-08 07:00 | 26205.0213 | 7
2017-07-08 08:00 | 27596.5925 | 7
2017-07-08 09:00 | 29415.3514 | 7
2017-07-08 10:00 | 31565.7465 | 7
2017-07-08 11:00 | 34260.6044 | 7
2017-07-08 12:00 | 36507.2294 | 7
2017-07-08 13:00 | 38363.5346 | 7
2017-07-08 14:00 | 40194.7524 | 7
2017-07-08 15:00 | 41707.7393 | 7
2017-07-08 16:00 | 42752.5128 | 7
2017-07-08 17:00 | 42833.0485 | 7
2017-07-08 18:00 | 42576.6022 | 7
2017-07-08 19:00 | 41925.7681 | 7
2017-07-08 20:00 | 40556.6203 | 7
2017-07-08 21:00 | 39362.2838 | 7
2017-07-08 22:00 | 37790.6987 | 7
2017-07-08 23:00 | 34878.205 | 7
2017-07-09 | 31981.3893 | 7
2017-07-09 01:00 | 29484.4916 | 7
2017-07-09 02:00 | 27679.0067 | 7
2017-07-09 03:00 | 26466.2139 | 7
2017-07-09 04:00 | 25595.3353 | 7
2017-07-09 05:00 | 24969.1089 | 7
2017-07-09 06:00 | 24837.7237 | 7
2017-07-09 07:00 | 24413.0999 | 7
2017-07-09 08:00 | 25118.028 | 7
2017-07-09 09:00 | 26790.8837 | 7
2017-07-09 10:00 | 28328.4073 | 7
2017-07-09 11:00 | 30495.1725 | 7
2017-07-09 12:00 | 32804.8643 | 7
2017-07-09 13:00 | 34602.3416 | 7
2017-07-09 14:00 | 36298.9488 | 7
2017-07-09 15:00 | 37858.0361 | 7
2017-07-09 16:00 | 39279.7529 | 7
2017-07-09 17:00 | 40258.0445 | 7
2017-07-09 18:00 | 40385.0181 | 7
2017-07-09 19:00 | 40277.5673 | 7
2017-07-09 20:00 | 39172.1032 | 7
2017-07-09 21:00 | 38410.4821 | 7
2017-07-09 22:00 | 36999.8076 | 7
2017-07-09 23:00 | 33984.1757 | 7
2017-07-10 | 30733.5796 | 7
2017-07-10 01:00 | 28317.5199 | 7
2017-07-10 02:00 | 26933.5786 | 7
2017-07-10 03:00 | 25846.6964 | 7
2017-07-10 04:00 | 25337.2992 | 7
2017-07-10 05:00 | 25557.7056 | 7
2017-07-10 06:00 | 26708.8853 | 7
2017-07-10 07:00 | 28127.7783 | 7
2017-07-10 08:00 | 30094.8965 | 7
2017-07-10 09:00 | 31931.0028 | 7
2017-07-10 10:00 | 33664.4834 | 7
2017-07-10 11:00 | 35497.6015 | 7
2017-07-10 12:00 | 37018.2227 | 7
2017-07-10 13:00 | 38790.2007 | 7
2017-07-10 14:00 | 40289.8817 | 7
2017-07-10 15:00 | 41464.675 | 7
2017-07-10 16:00 | 42377.0582 | 7
2017-07-10 17:00 | 43159.6866 | 7
2017-07-10 18:00 | 43409.8694 | 7
2017-07-10 19:00 | 42922.9078 | 7
2017-07-10 20:00 | 41524.9683 | 7
2017-07-10 21:00 | 40091.6958 | 7
2017-07-10 22:00 | 38156.2139 | 7
2017-07-10 23:00 | 34695.7489 | 7
2017-07-11 | 31380.142 | 7
2017-07-11 01:00 | 28792.4098 | 7
2017-07-11 02:00 | 27227.8926 | 7
2017-07-11 03:00 | 26193.3169 | 7
2017-07-11 04:00 | 25518.3035 | 7
2017-07-11 05:00 | 25619.5411 | 7
2017-07-11 06:00 | 26520.3787 | 7
2017-07-11 07:00 | 27894.141 | 7
2017-07-11 08:00 | 29596.3299 | 7
2017-07-11 09:00 | 30860.3427 | 7
2017-07-11 10:00 | 32400.4073 | 7
2017-07-11 11:00 | 33926.3026 | 7
2017-07-11 12:00 | 35371.1967 | 7
2017-07-11 13:00 | 36647.5644 | 7
2017-07-11 14:00 | 38155.5157 | 7
2017-07-11 15:00 | 39135.5951 | 7
2017-07-11 16:00 | 40431.3258 | 7
2017-07-11 17:00 | 41338.4462 | 7
2017-07-11 18:00 | 41629.7496 | 7
2017-07-11 19:00 | 41122.5581 | 7
2017-07-11 20:00 | 39757.8787 | 7
2017-07-11 21:00 | 38318.5832 | 7
2017-07-11 22:00 | 36542.1446 | 7
2017-07-11 23:00 | 33238.6733 | 7
2017-07-12 | 30224.8671 | 7
2017-07-12 01:00 | 27781.3734 | 7
2017-07-12 02:00 | 26071.7725 | 7
2017-07-12 03:00 | 25026.248 | 7
2017-07-12 04:00 | 24549.4432 | 7
2017-07-12 05:00 | 24643.0888 | 7
2017-07-12 06:00 | 25693.8666 | 7
2017-07-12 07:00 | 27119.7645 | 7
2017-07-12 08:00 | 28979.3435 | 7
2017-07-12 09:00 | 30298.9027 | 7
2017-07-12 10:00 | 31572.8812 | 7
2017-07-12 11:00 | 32988.5954 | 7
2017-07-12 12:00 | 34258.4266 | 7
2017-07-12 13:00 | 35550.0273 | 7
2017-07-12 14:00 | 36935.4287 | 7
2017-07-12 15:00 | 38111.2515 | 7
2017-07-12 16:00 | 39574.6877 | 7
2017-07-12 17:00 | 40545.0866 | 7
2017-07-12 18:00 | 40910.2424 | 7
2017-07-12 19:00 | 40623.1543 | 7
2017-07-12 20:00 | 39404.63 | 7
2017-07-12 21:00 | 38277.4647 | 7
2017-07-12 22:00 | 36411.4732 | 7
2017-07-12 23:00 | 33182.5536 | 7
2017-07-13 | 29905.0356 | 7
2017-07-13 01:00 | 27659.7645 | 7
2017-07-13 02:00 | 26347.9984 | 7
2017-07-13 03:00 | 25308.5764 | 7
2017-07-13 04:00 | 24729.0595 | 7
2017-07-13 05:00 | 24848.6538 | 7
2017-07-13 06:00 | 25953.835 | 7
2017-07-13 07:00 | 27136.0613 | 7
2017-07-13 08:00 | 28646.8286 | 7
2017-07-13 09:00 | 29855.814 | 7
2017-07-13 10:00 | 31557.2399 | 7
2017-07-13 11:00 | 33001.9091 | 7
2017-07-13 12:00 | 33998.2322 | 7
2017-07-13 13:00 | 35064.926 | 7
2017-07-13 14:00 | 36773.6525 | 7
2017-07-13 15:00 | 38257.5308 | 7
2017-07-13 16:00 | 39704.0927 | 7
2017-07-13 17:00 | 40621.7498 | 7
2017-07-13 18:00 | 40735.6611 | 7
2017-07-13 19:00 | 40233.2627 | 7
2017-07-13 20:00 | 38954.4735 | 7
2017-07-13 21:00 | 37798.5095 | 7
2017-07-13 22:00 | 36096.476 | 7
2017-07-13 23:00 | 32853.9095 | 7
2017-07-14 | 29926.1746 | 7
2017-07-14 01:00 | 27590.2472 | 7
2017-07-14 02:00 | 26047.9307 | 7
2017-07-14 03:00 | 25153.8225 | 7
2017-07-14 04:00 | 24597.9103 | 7
2017-07-14 05:00 | 24759.006 | 7
2017-07-14 06:00 | 25733.5554 | 7
2017-07-14 07:00 | 26878.2769 | 7
2017-07-14 08:00 | 28375.3584 | 7
2017-07-14 09:00 | 29924.853 | 7
2017-07-14 10:00 | 31173.9782 | 7
2017-07-14 11:00 | 32628.9499 | 7
2017-07-14 12:00 | 34012.2032 | 7
2017-07-14 13:00 | 35165.9728 | 7
2017-07-14 14:00 | 36345.9836 | 7
2017-07-14 15:00 | 37928.4864 | 7
2017-07-14 16:00 | 39245.9357 | 7
2017-07-14 17:00 | 40329.893 | 7
2017-07-14 18:00 | 40627.5019 | 7
2017-07-14 19:00 | 40221.5763 | 7
2017-07-14 20:00 | 38879.6882 | 7
2017-07-14 21:00 | 37646.712 | 7
2017-07-14 22:00 | 35977.8986 | 7
2017-07-14 23:00 | 33012.1239 | 7
2017-07-15 | 30289.0703 | 7
2017-07-15 01:00 | 27911.4119 | 7
2017-07-15 02:00 | 26351.9588 | 7
2017-07-15 03:00 | 25203.6939 | 7
2017-07-15 04:00 | 24379.93 | 7
2017-07-15 05:00 | 24141.5335 | 7
2017-07-15 06:00 | 24322.0746 | 7
2017-07-15 07:00 | 24761.3167 | 7
2017-07-15 08:00 | 25640.9722 | 7
2017-07-15 09:00 | 27006.3296 | 7
2017-07-15 10:00 | 28537.7801 | 7
2017-07-15 11:00 | 30318.7199 | 7
2017-07-15 12:00 | 32136.7889 | 7
2017-07-15 13:00 | 33705.3161 | 7
2017-07-15 14:00 | 35167.7615 | 7
2017-07-15 15:00 | 36728.5552 | 7
2017-07-15 16:00 | 38042.1048 | 7
2017-07-15 17:00 | 38937.0764 | 7
2017-07-15 18:00 | 39249.5623 | 7
2017-07-15 19:00 | 39107.7453 | 7
2017-07-15 20:00 | 37955.435 | 7
2017-07-15 21:00 | 37044.0453 | 7
2017-07-15 22:00 | 35703.231 | 7
2017-07-15 23:00 | 32998.825 | 7
2017-07-16 | 30406.2556 | 7
2017-07-16 01:00 | 28219.844 | 7
2017-07-16 02:00 | 26605.9828 | 7
2017-07-16 03:00 | 25464.581 | 7
2017-07-16 04:00 | 24821.3991 | 7
2017-07-16 05:00 | 24409.0846 | 7
2017-07-16 06:00 | 24277.1535 | 7
2017-07-16 07:00 | 23957.9844 | 7
2017-07-16 08:00 | 24691.6534 | 7
2017-07-16 09:00 | 26025.6002 | 7
2017-07-16 10:00 | 27756.1152 | 7
2017-07-16 11:00 | 29813.552 | 7
2017-07-16 12:00 | 31848.8143 | 7
2017-07-16 13:00 | 33570.938 | 7
2017-07-16 14:00 | 34987.0336 | 7
2017-07-16 15:00 | 36492.6665 | 7
2017-07-16 16:00 | 37861.2292 | 7
2017-07-16 17:00 | 39131.0167 | 7
2017-07-16 18:00 | 39734.9578 | 7
2017-07-16 19:00 | 39747.236 | 7
2017-07-16 20:00 | 38742.8089 | 7
2017-07-16 21:00 | 37764.0663 | 7
2017-07-16 22:00 | 36312.0884 | 7
2017-07-16 23:00 | 33201.1458 | 7
2017-07-17 | 30131.6198 | 7
2017-07-17 01:00 | 27925.7238 | 7
2017-07-17 02:00 | 26278.1405 | 7
2017-07-17 03:00 | 25545.6687 | 7
2017-07-17 04:00 | 25029.7532 | 7
2017-07-17 05:00 | 25225.0062 | 7
2017-07-17 06:00 | 26348.9006 | 7
2017-07-17 07:00 | 27678.8015 | 7
2017-07-17 08:00 | 29573.9688 | 7
2017-07-17 09:00 | 31303.8203 | 7
2017-07-17 10:00 | 32803.0936 | 7
2017-07-17 11:00 | 34573.2226 | 7
2017-07-17 12:00 | 36016.0284 | 7
2017-07-17 13:00 | 37268.6158 | 7
2017-07-17 14:00 | 38927.4305 | 7
2017-07-17 15:00 | 40347.1932 | 7
2017-07-17 16:00 | 41587.668 | 7
2017-07-17 17:00 | 42405.0256 | 7
2017-07-17 18:00 | 42630.1006 | 7
2017-07-17 19:00 | 42072.3509 | 7
2017-07-17 20:00 | 40613.3929 | 7
2017-07-17 21:00 | 39274.2762 | 7
2017-07-17 22:00 | 37272.8768 | 7
2017-07-17 23:00 | 33839.5613 | 7
2017-07-18 | 30584.509 | 7
2017-07-18 01:00 | 28203.4551 | 7
2017-07-18 02:00 | 26926.959 | 7
2017-07-18 03:00 | 25813.7292 | 7
2017-07-18 04:00 | 25176.5069 | 7
2017-07-18 05:00 | 25009.0313 | 7
2017-07-18 06:00 | 25980.3898 | 7
2017-07-18 07:00 | 27215.5085 | 7
2017-07-18 08:00 | 28725.0126 | 7
2017-07-18 09:00 | 30074.5877 | 7
2017-07-18 10:00 | 31442.1871 | 7
2017-07-18 11:00 | 32493.9918 | 7
2017-07-18 12:00 | 33510.7684 | 7
2017-07-18 13:00 | 34714.6469 | 7
2017-07-18 14:00 | 36104.2552 | 7
2017-07-18 15:00 | 37210.5903 | 7
2017-07-18 16:00 | 38231.2403 | 7
2017-07-18 17:00 | 39085.3101 | 7
2017-07-18 18:00 | 39476.6681 | 7
2017-07-18 19:00 | 39193.4322 | 7
2017-07-18 20:00 | 38074.4996 | 7
2017-07-18 21:00 | 37261.1823 | 7
2017-07-18 22:00 | 35713.646 | 7
2017-07-18 23:00 | 32625.2437 | 7
2017-07-19 | 29565.6695 | 7
2017-07-19 01:00 | 27434.8905 | 7
2017-07-19 02:00 | 26070.3649 | 7
2017-07-19 03:00 | 25068.8447 | 7
2017-07-19 04:00 | 24286.9052 | 7
2017-07-19 05:00 | 24474.7486 | 7
2017-07-19 06:00 | 25746.4871 | 7
2017-07-19 07:00 | 26907.5474 | 7
2017-07-19 08:00 | 28641.0084 | 7
2017-07-19 09:00 | 29985.4964 | 7
2017-07-19 10:00 | 31101.368 | 7
2017-07-19 11:00 | 32381.126 | 7
2017-07-19 12:00 | 33312.821 | 7
2017-07-19 13:00 | 34313.591 | 7
2017-07-19 14:00 | 35941.9914 | 7
2017-07-19 15:00 | 37456.8127 | 7
2017-07-19 16:00 | 38906.953 | 7
2017-07-19 17:00 | 40010.7091 | 7
2017-07-19 18:00 | 40263.5155 | 7
2017-07-19 19:00 | 39753.7021 | 7
2017-07-19 20:00 | 38504.8164 | 7
2017-07-19 21:00 | 37640.1394 | 7
2017-07-19 22:00 | 36072.6883 | 7
2017-07-19 23:00 | 32902.0906 | 7
2017-07-20 | 29799.904 | 7
2017-07-20 01:00 | 27708.426 | 7
2017-07-20 02:00 | 26427.4809 | 7
2017-07-20 03:00 | 25181.4506 | 7
2017-07-20 04:00 | 24631.3907 | 7
2017-07-20 05:00 | 24802.1021 | 7
2017-07-20 06:00 | 25893.5842 | 7
2017-07-20 07:00 | 26901.4147 | 7
2017-07-20 08:00 | 28100.3121 | 7
2017-07-20 09:00 | 29301.5366 | 7
2017-07-20 10:00 | 30772.614 | 7
2017-07-20 11:00 | 32078.2163 | 7
2017-07-20 12:00 | 33211.2309 | 7
2017-07-20 13:00 | 34290.8153 | 7
2017-07-20 14:00 | 35976.7026 | 7
2017-07-20 15:00 | 37511.9289 | 7
2017-07-20 16:00 | 38818.7266 | 7
2017-07-20 17:00 | 39743.8595 | 7
2017-07-20 18:00 | 40143.2013 | 7
2017-07-20 19:00 | 39709.5276 | 7
2017-07-20 20:00 | 38420.8724 | 7
2017-07-20 21:00 | 37270.3325 | 7
2017-07-20 22:00 | 35539.6049 | 7
2017-07-20 23:00 | 32440.2784 | 7
2017-07-21 | 29376.7644 | 7
2017-07-21 01:00 | 27153.2192 | 7
2017-07-21 02:00 | 25906.9354 | 7
2017-07-21 03:00 | 24806.1715 | 7
2017-07-21 04:00 | 24242.2917 | 7
2017-07-21 05:00 | 24437.243 | 7
2017-07-21 06:00 | 25493.2606 | 7
2017-07-21 07:00 | 26604.1422 | 7
2017-07-21 08:00 | 28235.4523 | 7
2017-07-21 09:00 | 29483.4911 | 7
2017-07-21 10:00 | 30409.1807 | 7
2017-07-21 11:00 | 31690.4193 | 7
2017-07-21 12:00 | 32890.4486 | 7
2017-07-21 13:00 | 33657.6194 | 7
2017-07-21 14:00 | 35057.6171 | 7
2017-07-21 15:00 | 36681.4963 | 7
2017-07-21 16:00 | 38095.8998 | 7
2017-07-21 17:00 | 39177.9565 | 7
2017-07-21 18:00 | 39677.6406 | 7
2017-07-21 19:00 | 39284.3102 | 7
2017-07-21 20:00 | 38039.8541 | 7
2017-07-21 21:00 | 36805.4395 | 7
2017-07-21 22:00 | 35206.6651 | 7
2017-07-21 23:00 | 32451.258 | 7
2017-07-22 | 29735.1854 | 7
2017-07-22 01:00 | 27471.5934 | 7
2017-07-22 02:00 | 26105.8726 | 7
2017-07-22 03:00 | 24974.2194 | 7
2017-07-22 04:00 | 24232.6812 | 7
2017-07-22 05:00 | 23912.4232 | 7
2017-07-22 06:00 | 24215.6531 | 7
2017-07-22 07:00 | 24364.9417 | 7
2017-07-22 08:00 | 25426.0454 | 7
2017-07-22 09:00 | 26511.7385 | 7
2017-07-22 10:00 | 27720.183 | 7
2017-07-22 11:00 | 29340.1892 | 7
2017-07-22 12:00 | 30837.3894 | 7
2017-07-22 13:00 | 32005.5197 | 7
2017-07-22 14:00 | 33706.2094 | 7
2017-07-22 15:00 | 35478.98 | 7
2017-07-22 16:00 | 37228.7436 | 7
2017-07-22 17:00 | 38577.1108 | 7
2017-07-22 18:00 | 39350.0628 | 7
2017-07-22 19:00 | 39271.4048 | 7
2017-07-22 20:00 | 38218.0292 | 7
2017-07-22 21:00 | 37255.4996 | 7
2017-07-22 22:00 | 35543.2325 | 7
2017-07-22 23:00 | 32868.5854 | 7
2017-07-23 | 30144.7193 | 7
2017-07-23 01:00 | 27828.0162 | 7
2017-07-23 02:00 | 26100.3574 | 7
2017-07-23 03:00 | 24811.8916 | 7
2017-07-23 04:00 | 24000.3255 | 7
2017-07-23 05:00 | 23545.2644 | 7
2017-07-23 06:00 | 23559.7503 | 7
2017-07-23 07:00 | 23435.2607 | 7
2017-07-23 08:00 | 24277.2939 | 7
2017-07-23 09:00 | 25405.3265 | 7
2017-07-23 10:00 | 26786.734 | 7
2017-07-23 11:00 | 28547.2174 | 7
2017-07-23 12:00 | 30170.2753 | 7
2017-07-23 13:00 | 31960.6482 | 7
2017-07-23 14:00 | 33955.9698 | 7
2017-07-23 15:00 | 35862.8466 | 7
2017-07-23 16:00 | 37441.6352 | 7
2017-07-23 17:00 | 38563.8347 | 7
2017-07-23 18:00 | 39210.374 | 7
2017-07-23 19:00 | 38986.0933 | 7
2017-07-23 20:00 | 37780.8856 | 7
2017-07-23 21:00 | 36755.2851 | 7
2017-07-23 22:00 | 34984.1246 | 7
2017-07-23 23:00 | 31971.0229 | 7
2017-07-24 | 29093.6759 | 7
2017-07-24 01:00 | 26812.2908 | 7
2017-07-24 02:00 | 25272.8661 | 7
2017-07-24 03:00 | 24302.6763 | 7
2017-07-24 04:00 | 23865.6374 | 7
2017-07-24 05:00 | 24265.7356 | 7
2017-07-24 06:00 | 25431.3224 | 7
2017-07-24 07:00 | 26996.952 | 7
2017-07-24 08:00 | 28750.9165 | 7
2017-07-24 09:00 | 29949.5044 | 7
2017-07-24 10:00 | 30878.9851 | 7
2017-07-24 11:00 | 32177.8676 | 7
2017-07-24 12:00 | 33090.812 | 7
2017-07-24 13:00 | 33787.0085 | 7
2017-07-24 14:00 | 34194.6604 | 7
2017-07-24 15:00 | 34979.4111 | 7
2017-07-24 16:00 | 35765.87 | 7
2017-07-24 17:00 | 36354.5831 | 7
2017-07-24 18:00 | 36778.4534 | 7
2017-07-24 19:00 | 36676.211 | 7
2017-07-24 20:00 | 35992.7869 | 7
2017-07-24 21:00 | 35768.685 | 7
2017-07-24 22:00 | 34397.386 | 7
2017-07-24 23:00 | 31677.1728 | 7
2017-07-25 | 28922.593 | 7
2017-07-25 01:00 | 26868.8835 | 7
2017-07-25 02:00 | 25387.096 | 7
2017-07-25 03:00 | 24606.0654 | 7
2017-07-25 04:00 | 24352.4806 | 7
2017-07-25 05:00 | 24693.7535 | 7
2017-07-25 06:00 | 25897.5256 | 7
2017-07-25 07:00 | 27200.7858 | 7
2017-07-25 08:00 | 28647.6279 | 7
2017-07-25 09:00 | 29738.2857 | 7
2017-07-25 10:00 | 30988.7874 | 7
2017-07-25 11:00 | 32061.8907 | 7
2017-07-25 12:00 | 32787.8545 | 7
2017-07-25 13:00 | 33236.165 | 7
2017-07-25 14:00 | 34566.8859 | 7
2017-07-25 15:00 | 36200.2047 | 7
2017-07-25 16:00 | 37429.9344 | 7
2017-07-25 17:00 | 38469.7387 | 7
2017-07-25 18:00 | 38936.3175 | 7
2017-07-25 19:00 | 38529.8576 | 7
2017-07-25 20:00 | 37400.0588 | 7
2017-07-25 21:00 | 36756.1107 | 7
2017-07-25 22:00 | 35192.931 | 7
2017-07-25 23:00 | 32282.2267 | 7
2017-07-26 | 29364.7999 | 7
2017-07-26 01:00 | 27304.6024 | 7
2017-07-26 02:00 | 25893.1521 | 7
2017-07-26 03:00 | 25114.8818 | 7
2017-07-26 04:00 | 24603.5423 | 7
2017-07-26 05:00 | 24868.8333 | 7
2017-07-26 06:00 | 26105.9502 | 7
2017-07-26 07:00 | 27421.8546 | 7
2017-07-26 08:00 | 28817.6059 | 7
2017-07-26 09:00 | 30276.8558 | 7
2017-07-26 10:00 | 31241.6811 | 7
2017-07-26 11:00 | 32548.3969 | 7
2017-07-26 12:00 | 33891.8937 | 7
2017-07-26 13:00 | 35253.3325 | 7
2017-07-26 14:00 | 36758.4454 | 7
2017-07-26 15:00 | 37919.4728 | 7
2017-07-26 16:00 | 39413.0201 | 7
2017-07-26 17:00 | 40529.2384 | 7
2017-07-26 18:00 | 40880.0786 | 7
2017-07-26 19:00 | 40523.2473 | 7
2017-07-26 20:00 | 39295.3928 | 7
2017-07-26 21:00 | 38210.2884 | 7
2017-07-26 22:00 | 36435.7023 | 7
2017-07-26 23:00 | 33257.0524 | 7
2017-07-27 | 30145.6823 | 7
2017-07-27 01:00 | 27901.3212 | 7
2017-07-27 02:00 | 26495.8806 | 7
2017-07-27 03:00 | 25507.762 | 7
2017-07-27 04:00 | 24966.4406 | 7
2017-07-27 05:00 | 25145.0455 | 7
2017-07-27 06:00 | 26216.2024 | 7
2017-07-27 07:00 | 27381.2373 | 7
2017-07-27 08:00 | 28860.2338 | 7
2017-07-27 09:00 | 30575.9763 | 7
2017-07-27 10:00 | 31909.9983 | 7
2017-07-27 11:00 | 33413.1973 | 7
2017-07-27 12:00 | 35032.9489 | 7
2017-07-27 13:00 | 36584.9613 | 7
2017-07-27 14:00 | 38255.6334 | 7
2017-07-27 15:00 | 39873.9966 | 7
2017-07-27 16:00 | 41311.6813 | 7
2017-07-27 17:00 | 42168.0282 | 7
2017-07-27 18:00 | 42523.103 | 7
2017-07-27 19:00 | 42023.2944 | 7
2017-07-27 20:00 | 40646.928 | 7
2017-07-27 21:00 | 39470.7037 | 7
2017-07-27 22:00 | 37438.61 | 7
2017-07-27 23:00 | 34090.0816 | 7
2017-07-28 | 30846.3694 | 7
2017-07-28 01:00 | 28390.9641 | 7
2017-07-28 02:00 | 26874.6741 | 7
2017-07-28 03:00 | 25739.8784 | 7
2017-07-28 04:00 | 25078.7441 | 7
2017-07-28 05:00 | 25177.3876 | 7
2017-07-28 06:00 | 26189.143 | 7
2017-07-28 07:00 | 27360.9526 | 7
2017-07-28 08:00 | 29031.7557 | 7
2017-07-28 09:00 | 30487.633 | 7
2017-07-28 10:00 | 31792.6599 | 7
2017-07-28 11:00 | 33269.1696 | 7
2017-07-28 12:00 | 34679.7311 | 7
2017-07-28 13:00 | 35882.2388 | 7
2017-07-28 14:00 | 37414.4398 | 7
2017-07-28 15:00 | 38542.4499 | 7
2017-07-28 16:00 | 39624.2486 | 7
2017-07-28 17:00 | 40279.5927 | 7
2017-07-28 18:00 | 40274.6467 | 7
2017-07-28 19:00 | 39612.0317 | 7
2017-07-28 20:00 | 38173.4793 | 7
2017-07-28 21:00 | 36951.1947 | 7
2017-07-28 22:00 | 35092.0721 | 7
2017-07-28 23:00 | 32302.9372 | 7
2017-07-29 | 29712.4182 | 7
2017-07-29 01:00 | 27524.3105 | 7
2017-07-29 02:00 | 26158.6019 | 7
2017-07-29 03:00 | 25008.5019 | 7
2017-07-29 04:00 | 24281.744 | 7
2017-07-29 05:00 | 24063.9106 | 7
2017-07-29 06:00 | 24258.6618 | 7
2017-07-29 07:00 | 24421.971 | 7
2017-07-29 08:00 | 25543.3083 | 7
2017-07-29 09:00 | 26687.0928 | 7
2017-07-29 10:00 | 27805.3117 | 7
2017-07-29 11:00 | 29207.0459 | 7
2017-07-29 12:00 | 30603.749 | 7
2017-07-29 13:00 | 32009.7599 | 7
2017-07-29 14:00 | 33681.0173 | 7
2017-07-29 15:00 | 34865.5058 | 7
2017-07-29 16:00 | 35965.1761 | 7
2017-07-29 17:00 | 36885.0694 | 7
2017-07-29 18:00 | 37267.1214 | 7
2017-07-29 19:00 | 36866.2647 | 7
2017-07-29 20:00 | 35644.9132 | 7
2017-07-29 21:00 | 34744.2076 | 7
2017-07-29 22:00 | 33201.6112 | 7
2017-07-29 23:00 | 30866.7579 | 7
2017-07-30 | 28500.8488 | 7
2017-07-30 01:00 | 26488.4003 | 7
2017-07-30 02:00 | 24953.5724 | 7
2017-07-30 03:00 | 23878.3692 | 7
2017-07-30 04:00 | 23152.2015 | 7
2017-07-30 05:00 | 22877.9266 | 7
2017-07-30 06:00 | 23276.8924 | 7
2017-07-30 07:00 | 23351.0672 | 7
2017-07-30 08:00 | 23899.3971 | 7
2017-07-30 09:00 | 24772.1303 | 7
2017-07-30 10:00 | 25869.9674 | 7
2017-07-30 11:00 | 27122.8356 | 7
2017-07-30 12:00 | 28583.7515 | 7
2017-07-30 13:00 | 30165.0974 | 7
2017-07-30 14:00 | 31719.0737 | 7
2017-07-30 15:00 | 33120.6008 | 7
2017-07-30 16:00 | 34865.3389 | 7
2017-07-30 17:00 | 36453.7009 | 7
2017-07-30 18:00 | 37510.2581 | 7
2017-07-30 19:00 | 37614.3302 | 7
2017-07-30 20:00 | 36598.7124 | 7
2017-07-30 21:00 | 35816.3661 | 7
2017-07-30 22:00 | 34128.0493 | 7
2017-07-30 23:00 | 31258.7569 | 7
2017-07-31 | 28369.3945 | 7
2017-07-31 01:00 | 26327.0896 | 7
2017-07-31 02:00 | 25089.0734 | 7
2017-07-31 03:00 | 24102.4817 | 7
2017-07-31 04:00 | 23867.1036 | 7
2017-07-31 05:00 | 24142.2165 | 7
2017-07-31 06:00 | 25230.3564 | 7
2017-07-31 07:00 | 26520.5353 | 7
2017-07-31 08:00 | 28151.563 | 7
2017-07-31 09:00 | 29722.753 | 7
2017-07-31 10:00 | 30696.3573 | 7
2017-07-31 11:00 | 32101.8787 | 7
2017-07-31 12:00 | 33623.493 | 7
2017-07-31 13:00 | 34646.5771 | 7
2017-07-31 14:00 | 36597.762 | 7
2017-07-31 15:00 | 38313.7525 | 7
2017-07-31 16:00 | 39844.6871 | 7
2017-07-31 17:00 | 41022.9315 | 7
2017-07-31 18:00 | 41562.6607 | 7
2017-07-31 19:00 | 41325.3309 | 7
2017-07-31 20:00 | 39989.7203 | 7
2017-07-31 21:00 | 38953.0911 | 7
2017-07-31 22:00 | 36862.3678 | 7
2017-07-31 23:00 | 33420.1985 | 7
2017-08-01 | 30203.8748 | 8
2017-08-01 01:00 | 28121.5021 | 8
2017-08-01 02:00 | 26524.0719 | 8
2017-08-01 03:00 | 25395.6262 | 8
2017-08-01 04:00 | 24815.3216 | 8
2017-08-01 05:00 | 25155.6597 | 8
2017-08-01 06:00 | 26414.5022 | 8
2017-08-01 07:00 | 27756.4763 | 8
2017-08-01 08:00 | 29281.338 | 8
2017-08-01 09:00 | 31027.8095 | 8
2017-08-01 10:00 | 32511.9254 | 8
2017-08-01 11:00 | 34007.427 | 8
2017-08-01 12:00 | 35534.5753 | 8
2017-08-01 13:00 | 37329.9056 | 8
2017-08-01 14:00 | 39794.7435 | 8
2017-08-01 15:00 | 42107.5852 | 8
2017-08-01 16:00 | 43502.0407 | 8
2017-08-01 17:00 | 43997.225 | 8
2017-08-01 18:00 | 43352.4599 | 8
2017-08-01 19:00 | 42654.4198 | 8
2017-08-01 20:00 | 41797.6972 | 8
2017-08-01 21:00 | 41385.9347 | 8
2017-08-01 22:00 | 39256.114 | 8
2017-08-01 23:00 | 35885.5456 | 8
2017-08-02 | 32555.9477 | 8
2017-08-02 01:00 | 30081.2555 | 8
2017-08-02 02:00 | 28306.0749 | 8
2017-08-02 03:00 | 27035.6857 | 8
2017-08-02 04:00 | 26376.7779 | 8
2017-08-02 05:00 | 26551.5911 | 8
2017-08-02 06:00 | 27752.4968 | 8
2017-08-02 07:00 | 29153.1339 | 8
2017-08-02 08:00 | 30941.9939 | 8
2017-08-02 09:00 | 32764.7604 | 8
2017-08-02 10:00 | 34470.5041 | 8
2017-08-02 11:00 | 36394.7296 | 8
2017-08-02 12:00 | 38362.175 | 8
2017-08-02 13:00 | 40034.8025 | 8
2017-08-02 14:00 | 41991.8135 | 8
2017-08-02 15:00 | 43419.4654 | 8
2017-08-02 16:00 | 43934.6914 | 8
2017-08-02 17:00 | 44247.6803 | 8
2017-08-02 18:00 | 43997.4178 | 8
2017-08-02 19:00 | 43339.1852 | 8
2017-08-02 20:00 | 42575.5912 | 8
2017-08-02 21:00 | 42038.9944 | 8
2017-08-02 22:00 | 39956.0798 | 8
2017-08-02 23:00 | 36539.2602 | 8
2017-08-03 | 33292.6376 | 8
2017-08-03 01:00 | 30721.7289 | 8
2017-08-03 02:00 | 28813.9424 | 8
2017-08-03 03:00 | 27542.2418 | 8
2017-08-03 04:00 | 26910.3987 | 8
2017-08-03 05:00 | 27131.7751 | 8
2017-08-03 06:00 | 28347.7286 | 8
2017-08-03 07:00 | 29968.5499 | 8
2017-08-03 08:00 | 31818.3767 | 8
2017-08-03 09:00 | 33671.7902 | 8
2017-08-03 10:00 | 35583.4997 | 8
2017-08-03 11:00 | 37547.6335 | 8
2017-08-03 12:00 | 39470.7117 | 8
2017-08-03 13:00 | 41217.687 | 8
2017-08-03 14:00 | 42948.5485 | 8
2017-08-03 15:00 | 44066.6464 | 8
2017-08-03 16:00 | 44722.4812 | 8
2017-08-03 17:00 | 44825.8459 | 8
2017-08-03 18:00 | 44298.8269 | 8
2017-08-03 19:00 | 43270.3836 | 8
2017-08-03 20:00 | 41775.0156 | 8
2017-08-03 21:00 | 40989.6423 | 8
2017-08-03 22:00 | 38928.9915 | 8
2017-08-03 23:00 | 35681.0076 | 8
2017-08-04 | 32468.2969 | 8
2017-08-04 01:00 | 30059.8955 | 8
2017-08-04 02:00 | 28268.3604 | 8
2017-08-04 03:00 | 27172.819 | 8
2017-08-04 04:00 | 26478.2693 | 8
2017-08-04 05:00 | 26620.9051 | 8
2017-08-04 06:00 | 27638.1212 | 8
2017-08-04 07:00 | 29134.4372 | 8
2017-08-04 08:00 | 30933.3232 | 8
2017-08-04 09:00 | 32660.3625 | 8
2017-08-04 10:00 | 34218.6575 | 8
2017-08-04 11:00 | 36020.8319 | 8
2017-08-04 12:00 | 37521.2001 | 8
2017-08-04 13:00 | 38784.2018 | 8
2017-08-04 14:00 | 40149.5338 | 8
2017-08-04 15:00 | 41131.4161 | 8
2017-08-04 16:00 | 41767.5978 | 8
2017-08-04 17:00 | 41859.8486 | 8
2017-08-04 18:00 | 41455.5888 | 8
2017-08-04 19:00 | 40331.1337 | 8
2017-08-04 20:00 | 38831.2263 | 8
2017-08-04 21:00 | 38195.7754 | 8
2017-08-04 22:00 | 36553.9878 | 8
2017-08-04 23:00 | 33661.3681 | 8
2017-08-05 | 30901.3983 | 8
2017-08-05 01:00 | 28785.5658 | 8
2017-08-05 02:00 | 27027.81 | 8
2017-08-05 03:00 | 25860.4013 | 8
2017-08-05 04:00 | 25113.5665 | 8
2017-08-05 05:00 | 24845.2637 | 8
2017-08-05 06:00 | 25200.4245 | 8
2017-08-05 07:00 | 25451.8514 | 8
2017-08-05 08:00 | 26056.7516 | 8
2017-08-05 09:00 | 27188.7713 | 8
2017-08-05 10:00 | 28305.3664 | 8
2017-08-05 11:00 | 29758.9964 | 8
2017-08-05 12:00 | 31182.1412 | 8
2017-08-05 13:00 | 32578.0829 | 8
2017-08-05 14:00 | 33886.1744 | 8
2017-08-05 15:00 | 35254.0068 | 8
2017-08-05 16:00 | 36180.5898 | 8
2017-08-05 17:00 | 37078.0925 | 8
2017-08-05 18:00 | 37508.9624 | 8
2017-08-05 19:00 | 37134.6675 | 8
2017-08-05 20:00 | 35947.1986 | 8
2017-08-05 21:00 | 35326.0347 | 8
2017-08-05 22:00 | 33732.2994 | 8
2017-08-05 23:00 | 31270.0203 | 8
2017-08-06 | 28962.486 | 8
2017-08-06 01:00 | 27094.6738 | 8
2017-08-06 02:00 | 25612.3392 | 8
2017-08-06 03:00 | 24476.7587 | 8
2017-08-06 04:00 | 23768.5551 | 8
2017-08-06 05:00 | 23430.1172 | 8
2017-08-06 06:00 | 23474.4077 | 8
2017-08-06 07:00 | 23335.7478 | 8
2017-08-06 08:00 | 23745.9183 | 8
2017-08-06 09:00 | 24666.9026 | 8
2017-08-06 10:00 | 25652.9821 | 8
2017-08-06 11:00 | 26843.3689 | 8
2017-08-06 12:00 | 28131.472 | 8
2017-08-06 13:00 | 29471.8065 | 8
2017-08-06 14:00 | 30867.8714 | 8
2017-08-06 15:00 | 32462.7351 | 8
2017-08-06 16:00 | 34083.8345 | 8
2017-08-06 17:00 | 35420.7018 | 8
2017-08-06 18:00 | 35991.0722 | 8
2017-08-06 19:00 | 36150.1995 | 8
2017-08-06 20:00 | 35273.8444 | 8
2017-08-06 21:00 | 34888.8421 | 8
2017-08-06 22:00 | 33325.5804 | 8
2017-08-06 23:00 | 30548.3688 | 8
2017-08-07 | 28018.2269 | 8
2017-08-07 01:00 | 26331.8241 | 8
2017-08-07 02:00 | 24944.5673 | 8
2017-08-07 03:00 | 24040.5643 | 8
2017-08-07 04:00 | 23693.1963 | 8
2017-08-07 05:00 | 24124.9154 | 8
2017-08-07 06:00 | 25489.97 | 8
2017-08-07 07:00 | 26739.9603 | 8
2017-08-07 08:00 | 28684.513 | 8
2017-08-07 09:00 | 29816.5635 | 8
2017-08-07 10:00 | 30703.4909 | 8
2017-08-07 11:00 | 31722.9246 | 8
2017-08-07 12:00 | 32745.8961 | 8
2017-08-07 13:00 | 33932.1158 | 8
2017-08-07 14:00 | 35347.5843 | 8
2017-08-07 15:00 | 36922.0315 | 8
2017-08-07 16:00 | 38374.5445 | 8
2017-08-07 17:00 | 39422.5146 | 8
2017-08-07 18:00 | 39865.3679 | 8
2017-08-07 19:00 | 39444.8521 | 8
2017-08-07 20:00 | 38103.5786 | 8
2017-08-07 21:00 | 37384.2706 | 8
2017-08-07 22:00 | 35405.7213 | 8
2017-08-07 23:00 | 32300.4164 | 8
2017-08-08 | 29306.4276 | 8
2017-08-08 01:00 | 27160.4342 | 8
2017-08-08 02:00 | 25608.417 | 8
2017-08-08 03:00 | 24562.9683 | 8
2017-08-08 04:00 | 24103.5978 | 8
2017-08-08 05:00 | 24612.493 | 8
2017-08-08 06:00 | 25785.0474 | 8
2017-08-08 07:00 | 27559.9334 | 8
2017-08-08 08:00 | 28987.8187 | 8
2017-08-08 09:00 | 30207.3327 | 8
2017-08-08 10:00 | 31134.9861 | 8
2017-08-08 11:00 | 32259.4556 | 8
2017-08-08 12:00 | 33664.8406 | 8
2017-08-08 13:00 | 35117.4367 | 8
2017-08-08 14:00 | 36650.86 | 8
2017-08-08 15:00 | 37935.9454 | 8
2017-08-08 16:00 | 39273.6323 | 8
2017-08-08 17:00 | 40324.4764 | 8
2017-08-08 18:00 | 40681.433 | 8
2017-08-08 19:00 | 40028.4065 | 8
2017-08-08 20:00 | 38564.1801 | 8
2017-08-08 21:00 | 37758.9101 | 8
2017-08-08 22:00 | 35521.2153 | 8
2017-08-08 23:00 | 32238.5677 | 8
2017-08-09 | 29142.9764 | 8
2017-08-09 01:00 | 26895.1384 | 8
2017-08-09 02:00 | 25572.1569 | 8
2017-08-09 03:00 | 24538.6744 | 8
2017-08-09 04:00 | 23965.9989 | 8
2017-08-09 05:00 | 24152.3593 | 8
2017-08-09 06:00 | 25349.8003 | 8
2017-08-09 07:00 | 26742.4208 | 8
2017-08-09 08:00 | 28209.0892 | 8
2017-08-09 09:00 | 29334.4833 | 8
2017-08-09 10:00 | 30272.7335 | 8
2017-08-09 11:00 | 31679.4358 | 8
2017-08-09 12:00 | 32831.1272 | 8
2017-08-09 13:00 | 34104.1742 | 8
2017-08-09 14:00 | 35702.5408 | 8
2017-08-09 15:00 | 36781.3621 | 8
2017-08-09 16:00 | 38251.7844 | 8
2017-08-09 17:00 | 39296.9327 | 8
2017-08-09 18:00 | 39706.8189 | 8
2017-08-09 19:00 | 39184.4725 | 8
2017-08-09 20:00 | 37821.93 | 8
2017-08-09 21:00 | 37176.1403 | 8
2017-08-09 22:00 | 35118.529 | 8
2017-08-09 23:00 | 31904.1912 | 8
2017-08-10 | 28977.197 | 8
2017-08-10 01:00 | 27086.6951 | 8
2017-08-10 02:00 | 25677.2279 | 8
2017-08-10 03:00 | 24679.8594 | 8
2017-08-10 04:00 | 24133.334 | 8
2017-08-10 05:00 | 24306.6018 | 8
2017-08-10 06:00 | 25549.4256 | 8
2017-08-10 07:00 | 26664.2346 | 8
2017-08-10 08:00 | 28124.8334 | 8
2017-08-10 09:00 | 29824.9556 | 8
2017-08-10 10:00 | 30890.5879 | 8
2017-08-10 11:00 | 32134.957 | 8
2017-08-10 12:00 | 33364.3102 | 8
2017-08-10 13:00 | 34305.1846 | 8
2017-08-10 14:00 | 35865.2607 | 8
2017-08-10 15:00 | 37606.2921 | 8
2017-08-10 16:00 | 39042.2871 | 8
2017-08-10 17:00 | 40080.7053 | 8
2017-08-10 18:00 | 40383.958 | 8
2017-08-10 19:00 | 39598.3576 | 8
2017-08-10 20:00 | 38294.1504 | 8
2017-08-10 21:00 | 37678.1602 | 8
2017-08-10 22:00 | 35538.1897 | 8
2017-08-10 23:00 | 32345.2613 | 8
2017-08-11 | 29329.4662 | 8
2017-08-11 01:00 | 27098.7242 | 8
2017-08-11 02:00 | 25829.5707 | 8
2017-08-11 03:00 | 24838.6506 | 8
2017-08-11 04:00 | 24327.3342 | 8
2017-08-11 05:00 | 24467.1164 | 8
2017-08-11 06:00 | 25592.6054 | 8
2017-08-11 07:00 | 27261.6718 | 8
2017-08-11 08:00 | 28602.86 | 8
2017-08-11 09:00 | 29889.2911 | 8
2017-08-11 10:00 | 31196.0823 | 8
2017-08-11 11:00 | 32495.7281 | 8
2017-08-11 12:00 | 33943.1241 | 8
2017-08-11 13:00 | 35367.6507 | 8
2017-08-11 14:00 | 36840.0225 | 8
2017-08-11 15:00 | 38557.5812 | 8
2017-08-11 16:00 | 39860.9293 | 8
2017-08-11 17:00 | 40705.8456 | 8
2017-08-11 18:00 | 40807.6026 | 8
2017-08-11 19:00 | 39931.1428 | 8
2017-08-11 20:00 | 38325.3075 | 8
2017-08-11 21:00 | 37646.2864 | 8
2017-08-11 22:00 | 35592.1025 | 8
2017-08-11 23:00 | 32648.5945 | 8
2017-08-12 | 29748.0065 | 8
2017-08-12 01:00 | 27682.0761 | 8
2017-08-12 02:00 | 26128.5985 | 8
2017-08-12 03:00 | 24930.3278 | 8
2017-08-12 04:00 | 24159.922 | 8
2017-08-12 05:00 | 23921.791 | 8
2017-08-12 06:00 | 24133.2316 | 8
2017-08-12 07:00 | 24456.7186 | 8
2017-08-12 08:00 | 25325.031 | 8
2017-08-12 09:00 | 26450.4491 | 8
2017-08-12 10:00 | 27568.8264 | 8
2017-08-12 11:00 | 28670.3004 | 8
2017-08-12 12:00 | 30007.1863 | 8
2017-08-12 13:00 | 31494.4474 | 8
2017-08-12 14:00 | 32966.0192 | 8
2017-08-12 15:00 | 34335.2559 | 8
2017-08-12 16:00 | 35461.0644 | 8
2017-08-12 17:00 | 36186.8214 | 8
2017-08-12 18:00 | 36706.1815 | 8
2017-08-12 19:00 | 36339.3734 | 8
2017-08-12 20:00 | 35133.2289 | 8
2017-08-12 21:00 | 34439.448 | 8
2017-08-12 22:00 | 32729.2826 | 8
2017-08-12 23:00 | 30190.612 | 8
2017-08-13 | 27736.9063 | 8
2017-08-13 01:00 | 25819.9946 | 8
2017-08-13 02:00 | 24404.9012 | 8
2017-08-13 03:00 | 23317.1268 | 8
2017-08-13 04:00 | 22958.7811 | 8
2017-08-13 05:00 | 22686.374 | 8
2017-08-13 06:00 | 22779.8245 | 8
2017-08-13 07:00 | 22814.4074 | 8
2017-08-13 08:00 | 23303.4326 | 8
2017-08-13 09:00 | 23936.167 | 8
2017-08-13 10:00 | 24741.2847 | 8
2017-08-13 11:00 | 25825.5057 | 8
2017-08-13 12:00 | 27109.5103 | 8
2017-08-13 13:00 | 28621.7865 | 8
2017-08-13 14:00 | 30329.3138 | 8
2017-08-13 15:00 | 32053.1351 | 8
2017-08-13 16:00 | 33539.3428 | 8
2017-08-13 17:00 | 34610.8877 | 8
2017-08-13 18:00 | 35254.3652 | 8
2017-08-13 19:00 | 35274.2657 | 8
2017-08-13 20:00 | 34493.7785 | 8
2017-08-13 21:00 | 34157.3256 | 8
2017-08-13 22:00 | 32401.7305 | 8
2017-08-13 23:00 | 29670.8868 | 8
2017-08-14 | 26979.2273 | 8
2017-08-14 01:00 | 25162.4625 | 8
2017-08-14 02:00 | 24143.4354 | 8
2017-08-14 03:00 | 23303.52 | 8
2017-08-14 04:00 | 23031.6368 | 8
2017-08-14 05:00 | 23396.6069 | 8
2017-08-14 06:00 | 24441.99 | 8
2017-08-14 07:00 | 26095.4514 | 8
2017-08-14 08:00 | 27413.7454 | 8
2017-08-14 09:00 | 28213.1486 | 8
2017-08-14 10:00 | 29277.1581 | 8
2017-08-14 11:00 | 29979.6228 | 8
2017-08-14 12:00 | 30579.4356 | 8
2017-08-14 13:00 | 31371.3875 | 8
2017-08-14 14:00 | 32940.9715 | 8
2017-08-14 15:00 | 34128.1819 | 8
2017-08-14 16:00 | 34966.8646 | 8
2017-08-14 17:00 | 35437.645 | 8
2017-08-14 18:00 | 35434.7155 | 8
2017-08-14 19:00 | 35024.1199 | 8
2017-08-14 20:00 | 33976.0198 | 8
2017-08-14 21:00 | 33827.617 | 8
2017-08-14 22:00 | 32100.1091 | 8
2017-08-14 23:00 | 29321.6728 | 8
2017-08-15 | 26814.2676 | 8
2017-08-15 01:00 | 25124.9285 | 8
2017-08-15 02:00 | 24016.439 | 8
2017-08-15 03:00 | 23284.714 | 8
2017-08-15 04:00 | 22989.1737 | 8
2017-08-15 05:00 | 23398.8108 | 8
2017-08-15 06:00 | 24650.3792 | 8
2017-08-15 07:00 | 26324.8489 | 8
2017-08-15 08:00 | 27537.2685 | 8
2017-08-15 09:00 | 28256.2989 | 8
2017-08-15 10:00 | 28623.7984 | 8
2017-08-15 11:00 | 29172.3147 | 8
2017-08-15 12:00 | 29349.8925 | 8
2017-08-15 13:00 | 29521.7839 | 8
2017-08-15 14:00 | 30088.3961 | 8
2017-08-15 15:00 | 30779.8122 | 8
2017-08-15 16:00 | 31582.4525 | 8
2017-08-15 17:00 | 32294.568 | 8
2017-08-15 18:00 | 32520.2474 | 8
2017-08-15 19:00 | 32506.0418 | 8
2017-08-15 20:00 | 32318.4514 | 8
2017-08-15 21:00 | 32635.6096 | 8
2017-08-15 22:00 | 31192.4285 | 8
2017-08-15 23:00 | 28739.8798 | 8
2017-08-16 | 26331.3806 | 8
2017-08-16 01:00 | 24811.3077 | 8
2017-08-16 02:00 | 23914.3005 | 8
2017-08-16 03:00 | 23231.9906 | 8
2017-08-16 04:00 | 22894.7557 | 8
2017-08-16 05:00 | 23216.3545 | 8
2017-08-16 06:00 | 24420.7745 | 8
2017-08-16 07:00 | 25984.3399 | 8
2017-08-16 08:00 | 27016.5465 | 8
2017-08-16 09:00 | 27736.2391 | 8
2017-08-16 10:00 | 28455.1668 | 8
2017-08-16 11:00 | 28768.953 | 8
2017-08-16 12:00 | 29133.3102 | 8
2017-08-16 13:00 | 29598.5984 | 8
2017-08-16 14:00 | 30736.3768 | 8
2017-08-16 15:00 | 31958.4982 | 8
2017-08-16 16:00 | 33217.0524 | 8
2017-08-16 17:00 | 34028.7242 | 8
2017-08-16 18:00 | 34611.0482 | 8
2017-08-16 19:00 | 34404.397 | 8
2017-08-16 20:00 | 34008.5326 | 8
2017-08-16 21:00 | 34055.9888 | 8
2017-08-16 22:00 | 32333.5708 | 8
2017-08-16 23:00 | 29620.312 | 8
2017-08-17 | 27130.7451 | 8
2017-08-17 01:00 | 25203.2928 | 8
2017-08-17 02:00 | 23959.1172 | 8
2017-08-17 03:00 | 23180.5274 | 8
2017-08-17 04:00 | 22779.2086 | 8
2017-08-17 05:00 | 23099.6937 | 8
2017-08-17 06:00 | 24324.2204 | 8
2017-08-17 07:00 | 25917.4801 | 8
2017-08-17 08:00 | 27078.3418 | 8
2017-08-17 09:00 | 27897.012 | 8
2017-08-17 10:00 | 28651.4873 | 8
2017-08-17 11:00 | 29388.2375 | 8
2017-08-17 12:00 | 30238.3526 | 8
2017-08-17 13:00 | 31271.3148 | 8
2017-08-17 14:00 | 32764.8696 | 8
2017-08-17 15:00 | 34239.0909 | 8
2017-08-17 16:00 | 35587.6756 | 8
2017-08-17 17:00 | 36732.5902 | 8
2017-08-17 18:00 | 37057.4026 | 8
2017-08-17 19:00 | 36547.8 | 8
2017-08-17 20:00 | 35773.5423 | 8
2017-08-17 21:00 | 35643.0928 | 8
2017-08-17 22:00 | 33767.9891 | 8
2017-08-17 23:00 | 30799.9972 | 8
2017-08-18 | 28040.0704 | 8
2017-08-18 01:00 | 26073.69 | 8
2017-08-18 02:00 | 24705.1043 | 8
2017-08-18 03:00 | 23710.2854 | 8
2017-08-18 04:00 | 23307.1851 | 8
2017-08-18 05:00 | 23451.6971 | 8
2017-08-18 06:00 | 24603.1456 | 8
2017-08-18 07:00 | 26243.3537 | 8
2017-08-18 08:00 | 27504.4885 | 8
2017-08-18 09:00 | 28399.0358 | 8
2017-08-18 10:00 | 29183.7494 | 8
2017-08-18 11:00 | 30137.7092 | 8
2017-08-18 12:00 | 31137.0977 | 8
2017-08-18 13:00 | 32164.1368 | 8
2017-08-18 14:00 | 33741.4629 | 8
2017-08-18 15:00 | 35252.8608 | 8
2017-08-18 16:00 | 36604.9179 | 8
2017-08-18 17:00 | 37723.4413 | 8
2017-08-18 18:00 | 37897.5384 | 8
2017-08-18 19:00 | 37103.1426 | 8
2017-08-18 20:00 | 35982.0466 | 8
2017-08-18 21:00 | 35543.4553 | 8
2017-08-18 22:00 | 33713.3389 | 8
2017-08-18 23:00 | 31028.1731 | 8
2017-08-19 | 28423.2425 | 8
2017-08-19 01:00 | 26305.3595 | 8
2017-08-19 02:00 | 24793.6637 | 8
2017-08-19 03:00 | 23735.0426 | 8
2017-08-19 04:00 | 23123.6286 | 8
2017-08-19 05:00 | 22974.578 | 8
2017-08-19 06:00 | 23334.2603 | 8
2017-08-19 07:00 | 23772.7619 | 8
2017-08-19 08:00 | 24334.5639 | 8
2017-08-19 09:00 | 25348.0112 | 8
2017-08-19 10:00 | 26273.2837 | 8
2017-08-19 11:00 | 27152.0244 | 8
2017-08-19 12:00 | 27944.767 | 8
2017-08-19 13:00 | 28949.4901 | 8
2017-08-19 14:00 | 30202.0516 | 8
2017-08-19 15:00 | 31577.5008 | 8
2017-08-19 16:00 | 32934.5949 | 8
2017-08-19 17:00 | 33950.0319 | 8
2017-08-19 18:00 | 34523.0283 | 8
2017-08-19 19:00 | 34210.5328 | 8
2017-08-19 20:00 | 33403.2234 | 8
2017-08-19 21:00 | 33122.6691 | 8
2017-08-19 22:00 | 31491.6062 | 8
2017-08-19 23:00 | 29200.2048 | 8
2017-08-20 | 26888.9 | 8
2017-08-20 01:00 | 25058.2675 | 8
2017-08-20 02:00 | 23691.9583 | 8
2017-08-20 03:00 | 22782.5584 | 8
2017-08-20 04:00 | 22238.442 | 8
2017-08-20 05:00 | 22023.6788 | 8
2017-08-20 06:00 | 22135.0801 | 8
2017-08-20 07:00 | 22256.5072 | 8
2017-08-20 08:00 | 22490.4661 | 8
2017-08-20 09:00 | 23341.7992 | 8
2017-08-20 10:00 | 24237.63 | 8
2017-08-20 11:00 | 24774.3793 | 8
2017-08-20 12:00 | 25631.0101 | 8
2017-08-20 13:00 | 26724.1844 | 8
2017-08-20 14:00 | 28102.6735 | 8
2017-08-20 15:00 | 29354.4423 | 8
2017-08-20 16:00 | 30816.3499 | 8
2017-08-20 17:00 | 32220.2023 | 8
2017-08-20 18:00 | 33041.3003 | 8
2017-08-20 19:00 | 33065.452 | 8
2017-08-20 20:00 | 32689.7843 | 8
2017-08-20 21:00 | 32719.8681 | 8
2017-08-20 22:00 | 31031.5721 | 8
2017-08-20 23:00 | 28521.3043 | 8
2017-08-21 | 26064.1251 | 8
2017-08-21 01:00 | 24323.8065 | 8
2017-08-21 02:00 | 23194.614 | 8
2017-08-21 03:00 | 22501.3535 | 8
2017-08-21 04:00 | 22276.6515 | 8
2017-08-21 05:00 | 22827.7273 | 8
2017-08-21 06:00 | 24233.5481 | 8
2017-08-21 07:00 | 26275.754 | 8
2017-08-21 08:00 | 27682.3993 | 8
2017-08-21 09:00 | 28561.4074 | 8
2017-08-21 10:00 | 29622.8718 | 8
2017-08-21 11:00 | 30716.5997 | 8
2017-08-21 12:00 | 29564.152 | 8
2017-08-21 13:00 | 30178.8153 | 8
2017-08-21 14:00 | 31469.7163 | 8
2017-08-21 15:00 | 32857.7774 | 8
2017-08-21 16:00 | 34251.3955 | 8
2017-08-21 17:00 | 35358.8435 | 8
2017-08-21 18:00 | 35850.9108 | 8
2017-08-21 19:00 | 35424.915 | 8
2017-08-21 20:00 | 34814.2793 | 8
2017-08-21 21:00 | 34665.3647 | 8
2017-08-21 22:00 | 32634.1833 | 8
2017-08-21 23:00 | 29669.6022 | 8
2017-08-22 | 27082.9757 | 8
2017-08-22 01:00 | 25116.725 | 8
2017-08-22 02:00 | 23877.9462 | 8
2017-08-22 03:00 | 23043.5612 | 8
2017-08-22 04:00 | 22673.7222 | 8
2017-08-22 05:00 | 23004.4014 | 8
2017-08-22 06:00 | 24333.1396 | 8
2017-08-22 07:00 | 26163.2925 | 8
2017-08-22 08:00 | 27395.1063 | 8
2017-08-22 09:00 | 28270.9111 | 8
2017-08-22 10:00 | 29106.4177 | 8
2017-08-22 11:00 | 29943.857 | 8
2017-08-22 12:00 | 30949.6635 | 8
2017-08-22 13:00 | 32100.356 | 8
2017-08-22 14:00 | 33750.0504 | 8
2017-08-22 15:00 | 35428.3633 | 8
2017-08-22 16:00 | 37098.5249 | 8
2017-08-22 17:00 | 38294.6532 | 8
2017-08-22 18:00 | 38669.8837 | 8
2017-08-22 19:00 | 38032.0491 | 8
2017-08-22 20:00 | 37130.4866 | 8
2017-08-22 21:00 | 36574.1599 | 8
2017-08-22 22:00 | 34216.9232 | 8
2017-08-22 23:00 | 30981.3635 | 8
2017-08-23 | 28141.7435 | 8
2017-08-23 01:00 | 26134.3724 | 8
2017-08-23 02:00 | 24796.1672 | 8
2017-08-23 03:00 | 23911.2253 | 8
2017-08-23 04:00 | 23494.4418 | 8
2017-08-23 05:00 | 23811.7208 | 8
2017-08-23 06:00 | 25062.6322 | 8
2017-08-23 07:00 | 26929.4262 | 8
2017-08-23 08:00 | 27870.0904 | 8
2017-08-23 09:00 | 28331.2521 | 8
2017-08-23 10:00 | 29853.9196 | 8
2017-08-23 11:00 | 30628.2888 | 8
2017-08-23 12:00 | 31342.6707 | 8
2017-08-23 13:00 | 32208.4678 | 8
2017-08-23 14:00 | 33709.527 | 8
2017-08-23 15:00 | 35235.9108 | 8
2017-08-23 16:00 | 36367.4036 | 8
2017-08-23 17:00 | 37274.7132 | 8
2017-08-23 18:00 | 37454.7465 | 8
2017-08-23 19:00 | 36796.1045 | 8
2017-08-23 20:00 | 36039.3669 | 8
2017-08-23 21:00 | 35512.0393 | 8
2017-08-23 22:00 | 33299.6664 | 8
2017-08-23 23:00 | 30202.4861 | 8
2017-08-24 | 27420.3949 | 8
2017-08-24 01:00 | 25543.0079 | 8
2017-08-24 02:00 | 24191.0765 | 8
2017-08-24 03:00 | 23321.0838 | 8
2017-08-24 04:00 | 22964.541 | 8
2017-08-24 05:00 | 23286.6431 | 8
2017-08-24 06:00 | 24625.3133 | 8
2017-08-24 07:00 | 26597.4356 | 8
2017-08-24 08:00 | 27883.3834 | 8
2017-08-24 09:00 | 28697.3551 | 8
2017-08-24 10:00 | 29345.6151 | 8
2017-08-24 11:00 | 29883.4987 | 8
2017-08-24 12:00 | 30437.087 | 8
2017-08-24 13:00 | 31253.3323 | 8
2017-08-24 14:00 | 32756.5678 | 8
2017-08-24 15:00 | 33831.3694 | 8
2017-08-24 16:00 | 35000.7175 | 8
2017-08-24 17:00 | 36011.6239 | 8
2017-08-24 18:00 | 36255.5138 | 8
2017-08-24 19:00 | 35633.6824 | 8
2017-08-24 20:00 | 35190.1718 | 8
2017-08-24 21:00 | 34837.3682 | 8
2017-08-24 22:00 | 32867.7 | 8
2017-08-24 23:00 | 29979.6532 | 8
2017-08-25 | 27385.4154 | 8
2017-08-25 01:00 | 25457.8767 | 8
2017-08-25 02:00 | 24231.5405 | 8
2017-08-25 03:00 | 23353.3922 | 8
2017-08-25 04:00 | 22948.3304 | 8
2017-08-25 05:00 | 23231.4665 | 8
2017-08-25 06:00 | 24497.0871 | 8
2017-08-25 07:00 | 26407.239 | 8
2017-08-25 08:00 | 27747.6278 | 8
2017-08-25 09:00 | 28642.8564 | 8
2017-08-25 10:00 | 29349.4018 | 8
2017-08-25 11:00 | 29875.0059 | 8
2017-08-25 12:00 | 30703.7717 | 8
2017-08-25 13:00 | 31541.1209 | 8
2017-08-25 14:00 | 33015.5736 | 8
2017-08-25 15:00 | 34597.2949 | 8
2017-08-25 16:00 | 36158.4297 | 8
2017-08-25 17:00 | 37434.8312 | 8
2017-08-25 18:00 | 37836.4117 | 8
2017-08-25 19:00 | 37091.8928 | 8
2017-08-25 20:00 | 36230.59 | 8
2017-08-25 21:00 | 35506.8561 | 8
2017-08-25 22:00 | 33579.5075 | 8
2017-08-25 23:00 | 30942.4995 | 8
2017-08-26 | 28348.9558 | 8
2017-08-26 01:00 | 26254.7002 | 8
2017-08-26 02:00 | 25061.0284 | 8
2017-08-26 03:00 | 24081.142 | 8
2017-08-26 04:00 | 23438.9322 | 8
2017-08-26 05:00 | 23294.3997 | 8
2017-08-26 06:00 | 23590.0556 | 8
2017-08-26 07:00 | 24192.0141 | 8
2017-08-26 08:00 | 24872.8638 | 8
2017-08-26 09:00 | 26063.0214 | 8
2017-08-26 10:00 | 27473.1899 | 8
2017-08-26 11:00 | 28740.3779 | 8
2017-08-26 12:00 | 30374.1798 | 8
2017-08-26 13:00 | 32239.8566 | 8
2017-08-26 14:00 | 34567.7862 | 8
2017-08-26 15:00 | 36780.2211 | 8
2017-08-26 16:00 | 38654.3951 | 8
2017-08-26 17:00 | 40096.5906 | 8
2017-08-26 18:00 | 40742.6561 | 8
2017-08-26 19:00 | 40211.7987 | 8
2017-08-26 20:00 | 38917.6832 | 8
2017-08-26 21:00 | 37660.575 | 8
2017-08-26 22:00 | 35160.8542 | 8
2017-08-26 23:00 | 32387.176 | 8
2017-08-27 | 29685.215 | 8
2017-08-27 01:00 | 27428.8702 | 8
2017-08-27 02:00 | 25631.4945 | 8
2017-08-27 03:00 | 24537.2238 | 8
2017-08-27 04:00 | 23912.195 | 8
2017-08-27 05:00 | 23525.7012 | 8
2017-08-27 06:00 | 23523.1995 | 8
2017-08-27 07:00 | 23611.3666 | 8
2017-08-27 08:00 | 24221.3287 | 8
2017-08-27 09:00 | 25393.988 | 8
2017-08-27 10:00 | 26861.5538 | 8
2017-08-27 11:00 | 28649.4311 | 8
2017-08-27 12:00 | 30749.3008 | 8
2017-08-27 13:00 | 32826.5209 | 8
2017-08-27 14:00 | 35114.8829 | 8
2017-08-27 15:00 | 37413.7028 | 8
2017-08-27 16:00 | 39469.5432 | 8
2017-08-27 17:00 | 41021.146 | 8
2017-08-27 18:00 | 41831.2085 | 8
2017-08-27 19:00 | 41500.0884 | 8
2017-08-27 20:00 | 40415.6757 | 8
2017-08-27 21:00 | 39447.2441 | 8
2017-08-27 22:00 | 36753.4103 | 8
2017-08-27 23:00 | 33121.5471 | 8
2017-08-28 | 29749.7574 | 8
2017-08-28 01:00 | 27370.7662 | 8
2017-08-28 02:00 | 25897.8173 | 8
2017-08-28 03:00 | 25200.6701 | 8
2017-08-28 04:00 | 24794.4138 | 8
2017-08-28 05:00 | 24980.8724 | 8
2017-08-28 06:00 | 25748.608 | 8
2017-08-28 07:00 | 27730.368 | 8
2017-08-28 08:00 | 29453.9404 | 8
2017-08-28 09:00 | 31003.7476 | 8
2017-08-28 10:00 | 32799.3034 | 8
2017-08-28 11:00 | 34980.8259 | 8
2017-08-28 12:00 | 37258.6844 | 8
2017-08-28 13:00 | 39561.1737 | 8
2017-08-28 14:00 | 42435.0151 | 8
2017-08-28 15:00 | 44527.5443 | 8
2017-08-28 16:00 | 46268.4839 | 8
2017-08-28 17:00 | 47344.7708 | 8
2017-08-28 18:00 | 47249.5836 | 8
2017-08-28 19:00 | 46110.8166 | 8
2017-08-28 20:00 | 44924.6551 | 8
2017-08-28 21:00 | 43860.9938 | 8
2017-08-28 22:00 | 40576.4149 | 8
2017-08-28 23:00 | 36287.0927 | 8
2017-08-29 | 32560.5096 | 8
2017-08-29 01:00 | 30028.5215 | 8
2017-08-29 02:00 | 28306.7012 | 8
2017-08-29 03:00 | 26995.8076 | 8
2017-08-29 04:00 | 26327.7306 | 8
2017-08-29 05:00 | 26357.8601 | 8
2017-08-29 06:00 | 27499.5157 | 8
2017-08-29 07:00 | 29109.6871 | 8
2017-08-29 08:00 | 30683.8758 | 8
2017-08-29 09:00 | 32567.2644 | 8
2017-08-29 10:00 | 34141.1828 | 8
2017-08-29 11:00 | 35795.4117 | 8
2017-08-29 12:00 | 37785.9187 | 8
2017-08-29 13:00 | 39946.1262 | 8
2017-08-29 14:00 | 42408.041 | 8
2017-08-29 15:00 | 44084.9089 | 8
2017-08-29 16:00 | 45727.8041 | 8
2017-08-29 17:00 | 46821.0504 | 8
2017-08-29 18:00 | 46967.662 | 8
2017-08-29 19:00 | 45974.6766 | 8
2017-08-29 20:00 | 44757.1393 | 8
2017-08-29 21:00 | 43394.1242 | 8
2017-08-29 22:00 | 40202.7971 | 8
2017-08-29 23:00 | 36056.4684 | 8
2017-08-30 | 32334.3989 | 8
2017-08-30 01:00 | 29613.9201 | 8
2017-08-30 02:00 | 27787.0968 | 8
2017-08-30 03:00 | 26544.9595 | 8
2017-08-30 04:00 | 25872.2972 | 8
2017-08-30 05:00 | 25888.6724 | 8
2017-08-30 06:00 | 27014.7918 | 8
2017-08-30 07:00 | 28956.6782 | 8
2017-08-30 08:00 | 30499.1167 | 8
2017-08-30 09:00 | 32038.3637 | 8
2017-08-30 10:00 | 33653.6747 | 8
2017-08-30 11:00 | 35821.815 | 8
2017-08-30 12:00 | 37694.0977 | 8
2017-08-30 13:00 | 39336.9117 | 8
2017-08-30 14:00 | 41544.1272 | 8
2017-08-30 15:00 | 43344.5574 | 8
2017-08-30 16:00 | 44992.1045 | 8
2017-08-30 17:00 | 46062.0881 | 8
2017-08-30 18:00 | 46235.1371 | 8
2017-08-30 19:00 | 45328.7894 | 8
2017-08-30 20:00 | 44198.9195 | 8
2017-08-30 21:00 | 42920.8342 | 8
2017-08-30 22:00 | 39934.4646 | 8
2017-08-30 23:00 | 36039.444 | 8
2017-08-31 | 32621.7572 | 8
2017-08-31 01:00 | 30094.7504 | 8
2017-08-31 02:00 | 28294.4328 | 8
2017-08-31 03:00 | 27061.623 | 8
2017-08-31 04:00 | 26320.026 | 8
2017-08-31 05:00 | 26383.6481 | 8
2017-08-31 06:00 | 27527.2069 | 8
2017-08-31 07:00 | 29591.9876 | 8
2017-08-31 08:00 | 31061.4893 | 8
2017-08-31 09:00 | 32781.6243 | 8
2017-08-31 10:00 | 34862.8435 | 8
2017-08-31 11:00 | 36719.2369 | 8
2017-08-31 12:00 | 38612.5333 | 8
2017-08-31 13:00 | 40792.6851 | 8
2017-08-31 14:00 | 43002.901 | 8
2017-08-31 15:00 | 44769.511 | 8
2017-08-31 16:00 | 45979.3493 | 8
2017-08-31 17:00 | 46485.4501 | 8
2017-08-31 18:00 | 46333.5078 | 8
2017-08-31 19:00 | 45606.8578 | 8
2017-08-31 20:00 | 45030.1844 | 8
2017-08-31 21:00 | 43873.96 | 8
2017-08-31 22:00 | 41012.6515 | 8
2017-08-31 23:00 | 36904.398 | 8
2017-09-01 | 33242.1933 | 9
2017-09-01 01:00 | 30809.7067 | 9
2017-09-01 02:00 | 29003.0571 | 9
2017-09-01 03:00 | 27689.27 | 9
2017-09-01 04:00 | 27318.8348 | 9
2017-09-01 05:00 | 27484.7391 | 9
2017-09-01 06:00 | 28489.7283 | 9
2017-09-01 07:00 | 30277.8459 | 9
2017-09-01 08:00 | 32288.2704 | 9
2017-09-01 09:00 | 34203.6994 | 9
2017-09-01 10:00 | 36546.9598 | 9
2017-09-01 11:00 | 38903.4294 | 9
2017-09-01 12:00 | 41417.9159 | 9
2017-09-01 13:00 | 43735.9412 | 9
2017-09-01 14:00 | 46176.793 | 9
2017-09-01 15:00 | 48145.8707 | 9
2017-09-01 16:00 | 49627.3908 | 9
2017-09-01 17:00 | 49900.0264 | 9
2017-09-01 18:00 | 49649.0048 | 9
2017-09-01 19:00 | 48255.7293 | 9
2017-09-01 20:00 | 46980.3763 | 9
2017-09-01 21:00 | 45717.3219 | 9
2017-09-01 22:00 | 43372.4317 | 9
2017-09-01 23:00 | 39681.0307 | 9
2017-09-02 | 36065.9849 | 9
2017-09-02 01:00 | 32984.1915 | 9
2017-09-02 02:00 | 30978.8926 | 9
2017-09-02 03:00 | 29550.3363 | 9
2017-09-02 04:00 | 28540.6128 | 9
2017-09-02 05:00 | 27903.3363 | 9
2017-09-02 06:00 | 27625.8596 | 9
2017-09-02 07:00 | 27891.078 | 9
2017-09-02 08:00 | 28891.6924 | 9
2017-09-02 09:00 | 31026.0767 | 9
2017-09-02 10:00 | 33496.799 | 9
2017-09-02 11:00 | 35989.9827 | 9
2017-09-02 12:00 | 38335.8493 | 9
2017-09-02 13:00 | 40883.3921 | 9
2017-09-02 14:00 | 43212.1066 | 9
2017-09-02 15:00 | 45032.9244 | 9
2017-09-02 16:00 | 46339.9035 | 9
2017-09-02 17:00 | 47289.3828 | 9
2017-09-02 18:00 | 47283.8515 | 9
2017-09-02 19:00 | 46499.4998 | 9
2017-09-02 20:00 | 45613.8283 | 9
2017-09-02 21:00 | 44466.4543 | 9
2017-09-02 22:00 | 42068.617 | 9
2017-09-02 23:00 | 38932.4277 | 9
2017-09-03 | 36029.5171 | 9
2017-09-03 01:00 | 33582.2626 | 9
2017-09-03 02:00 | 31634.7158 | 9
2017-09-03 03:00 | 30149.2383 | 9
2017-09-03 04:00 | 29146.2817 | 9
2017-09-03 05:00 | 28558.4381 | 9
2017-09-03 06:00 | 28414.7452 | 9
2017-09-03 07:00 | 28590.6273 | 9
2017-09-03 08:00 | 29101.528 | 9
2017-09-03 09:00 | 31307.053 | 9
2017-09-03 10:00 | 33663.7127 | 9
2017-09-03 11:00 | 35667.0448 | 9
2017-09-03 12:00 | 37732.9437 | 9
2017-09-03 13:00 | 39225.3459 | 9
2017-09-03 14:00 | 40644.8179 | 9
2017-09-03 15:00 | 41456.285 | 9
2017-09-03 16:00 | 41791.8056 | 9
2017-09-03 17:00 | 41973.6643 | 9
2017-09-03 18:00 | 41367.3302 | 9
2017-09-03 19:00 | 39965.0456 | 9
2017-09-03 20:00 | 39310.5625 | 9
2017-09-03 21:00 | 38345.5415 | 9
2017-09-03 22:00 | 36492.6952 | 9
2017-09-03 23:00 | 33831.6366 | 9
2017-09-04 | 31535.3912 | 9
2017-09-04 01:00 | 29529.5404 | 9
2017-09-04 02:00 | 27963.9416 | 9
2017-09-04 03:00 | 26827.858 | 9
2017-09-04 04:00 | 26094.7442 | 9
2017-09-04 05:00 | 25899.2523 | 9
2017-09-04 06:00 | 26495.6529 | 9
2017-09-04 07:00 | 27235.2844 | 9
2017-09-04 08:00 | 27703.7875 | 9
2017-09-04 09:00 | 28787.4705 | 9
2017-09-04 10:00 | 30416.0234 | 9
2017-09-04 11:00 | 32222.0323 | 9
2017-09-04 12:00 | 33835.84 | 9
2017-09-04 13:00 | 35039.1315 | 9
2017-09-04 14:00 | 35821.0536 | 9
2017-09-04 15:00 | 36133.9992 | 9
2017-09-04 16:00 | 36561.9108 | 9
2017-09-04 17:00 | 37029.7394 | 9
2017-09-04 18:00 | 37377.2225 | 9
2017-09-04 19:00 | 36891.8726 | 9
2017-09-04 20:00 | 36885.0981 | 9
2017-09-04 21:00 | 36521.7175 | 9
2017-09-04 22:00 | 34485.2382 | 9
2017-09-04 23:00 | 31541.0419 | 9
2017-09-05 | 28872.2049 | 9
2017-09-05 01:00 | 27199.2638 | 9
2017-09-05 02:00 | 25831.0924 | 9
2017-09-05 03:00 | 25004.2468 | 9
2017-09-05 04:00 | 25011.9991 | 9
2017-09-05 05:00 | 25456.249 | 9
2017-09-05 06:00 | 26823.5542 | 9
2017-09-05 07:00 | 28855.2475 | 9
2017-09-05 08:00 | 30448.9592 | 9
2017-09-05 09:00 | 31927.3056 | 9
2017-09-05 10:00 | 33151.1044 | 9
2017-09-05 11:00 | 34140.8127 | 9
2017-09-05 12:00 | 35590.7879 | 9
2017-09-05 13:00 | 37007.2431 | 9
2017-09-05 14:00 | 38970.582 | 9
2017-09-05 15:00 | 40589.079 | 9
2017-09-05 16:00 | 42020.8396 | 9
2017-09-05 17:00 | 43021.7424 | 9
2017-09-05 18:00 | 43019.478 | 9
2017-09-05 19:00 | 41859.3957 | 9
2017-09-05 20:00 | 41083.1295 | 9
2017-09-05 21:00 | 39914.0505 | 9
2017-09-05 22:00 | 37270.4381 | 9
2017-09-05 23:00 | 33772.4361 | 9
2017-09-06 | 30595.4239 | 9
2017-09-06 01:00 | 28682.3702 | 9
2017-09-06 02:00 | 27275.8422 | 9
2017-09-06 03:00 | 26421.6205 | 9
2017-09-06 04:00 | 25853.0512 | 9
2017-09-06 05:00 | 26102.0044 | 9
2017-09-06 06:00 | 27085.5742 | 9
2017-09-06 07:00 | 28868.6742 | 9
2017-09-06 08:00 | 30111.7063 | 9
2017-09-06 09:00 | 31113.8762 | 9
2017-09-06 10:00 | 32174.6425 | 9
2017-09-06 11:00 | 33478.831 | 9
2017-09-06 12:00 | 34969.4931 | 9
2017-09-06 13:00 | 36745.5822 | 9
2017-09-06 14:00 | 38176.7192 | 9
2017-09-06 15:00 | 39613.3574 | 9
2017-09-06 16:00 | 40797.5778 | 9
2017-09-06 17:00 | 41370.285 | 9
2017-09-06 18:00 | 41117.5116 | 9
2017-09-06 19:00 | 39750.9793 | 9
2017-09-06 20:00 | 38946.4206 | 9
2017-09-06 21:00 | 37786.6146 | 9
2017-09-06 22:00 | 35133.7633 | 9
2017-09-06 23:00 | 31901.2435 | 9
2017-09-07 | 29023.2977 | 9
2017-09-07 01:00 | 27421.8851 | 9
2017-09-07 02:00 | 26120.4813 | 9
2017-09-07 03:00 | 25161.0339 | 9
2017-09-07 04:00 | 24617.4918 | 9
2017-09-07 05:00 | 24928.8283 | 9
2017-09-07 06:00 | 25899.2389 | 9
2017-09-07 07:00 | 27613.0617 | 9
2017-09-07 08:00 | 28643.4993 | 9
2017-09-07 09:00 | 29220.9939 | 9
2017-09-07 10:00 | 30559.462 | 9
2017-09-07 11:00 | 31910.5989 | 9
2017-09-07 12:00 | 32245.3609 | 9
2017-09-07 13:00 | 33733.2911 | 9
2017-09-07 14:00 | 35278.6232 | 9
2017-09-07 15:00 | 36486.5976 | 9
2017-09-07 16:00 | 37742.5806 | 9
2017-09-07 17:00 | 38531.2795 | 9
2017-09-07 18:00 | 38529.7678 | 9
2017-09-07 19:00 | 37509.5911 | 9
2017-09-07 20:00 | 37215.9922 | 9
2017-09-07 21:00 | 36426.7447 | 9
2017-09-07 22:00 | 34059.7245 | 9
2017-09-07 23:00 | 31042.2999 | 9
2017-09-08 | 28248.3221 | 9
2017-09-08 01:00 | 26291.7362 | 9
2017-09-08 02:00 | 25263.6169 | 9
2017-09-08 03:00 | 24280.375 | 9
2017-09-08 04:00 | 23844.968 | 9
2017-09-08 05:00 | 24148.8256 | 9
2017-09-08 06:00 | 25172.2519 | 9
2017-09-08 07:00 | 27055.9919 | 9
2017-09-08 08:00 | 28150.9879 | 9
2017-09-08 09:00 | 28840.7988 | 9
2017-09-08 10:00 | 29672.137 | 9
2017-09-08 11:00 | 30581.0238 | 9
2017-09-08 12:00 | 31438.5444 | 9
2017-09-08 13:00 | 32310.0129 | 9
2017-09-08 14:00 | 33714.2871 | 9
2017-09-08 15:00 | 34941.5141 | 9
2017-09-08 16:00 | 35968.2239 | 9
2017-09-08 17:00 | 36888.0714 | 9
2017-09-08 18:00 | 36630.7956 | 9
2017-09-08 19:00 | 35556.5826 | 9
2017-09-08 20:00 | 35158.2302 | 9
2017-09-08 21:00 | 34419.2763 | 9
2017-09-08 22:00 | 32533.5493 | 9
2017-09-08 23:00 | 30116.774 | 9
2017-09-09 | 27649.5511 | 9
2017-09-09 01:00 | 25795.865 | 9
2017-09-09 02:00 | 24414.48 | 9
2017-09-09 03:00 | 23469.81 | 9
2017-09-09 04:00 | 22987.881 | 9
2017-09-09 05:00 | 22946.6265 | 9
2017-09-09 06:00 | 23381.214 | 9
2017-09-09 07:00 | 24107.6988 | 9
2017-09-09 08:00 | 24562.8559 | 9
2017-09-09 09:00 | 25425.1436 | 9
2017-09-09 10:00 | 26088.1373 | 9
2017-09-09 11:00 | 26728.4319 | 9
2017-09-09 12:00 | 27804.4621 | 9
2017-09-09 13:00 | 29038.8829 | 9
2017-09-09 14:00 | 30458.6581 | 9
2017-09-09 15:00 | 31976.2009 | 9
2017-09-09 16:00 | 33581.3773 | 9
2017-09-09 17:00 | 34783.5463 | 9
2017-09-09 18:00 | 35350.9724 | 9
2017-09-09 19:00 | 34827.4451 | 9
2017-09-09 20:00 | 34573.6085 | 9
2017-09-09 21:00 | 33729.0263 | 9
2017-09-09 22:00 | 31960.1397 | 9
2017-09-09 23:00 | 29730.2573 | 9
2017-09-10 | 27393.6545 | 9
2017-09-10 01:00 | 25545.3334 | 9
2017-09-10 02:00 | 24154.8279 | 9
2017-09-10 03:00 | 23160.9848 | 9
2017-09-10 04:00 | 22586.1091 | 9
2017-09-10 05:00 | 22334.7591 | 9
2017-09-10 06:00 | 22461.362 | 9
2017-09-10 07:00 | 22688.3065 | 9
2017-09-10 08:00 | 22918.3217 | 9
2017-09-10 09:00 | 23948.8168 | 9
2017-09-10 10:00 | 25155.7859 | 9
2017-09-10 11:00 | 26681.0403 | 9
2017-09-10 12:00 | 28590.2076 | 9
2017-09-10 13:00 | 30798.7129 | 9
2017-09-10 14:00 | 33312.1042 | 9
2017-09-10 15:00 | 35770.7671 | 9
2017-09-10 16:00 | 37720.1158 | 9
2017-09-10 17:00 | 38926.6308 | 9
2017-09-10 18:00 | 39235.5645 | 9
2017-09-10 19:00 | 38558.2536 | 9
2017-09-10 20:00 | 38308.04 | 9
2017-09-10 21:00 | 37270.1576 | 9
2017-09-10 22:00 | 34811.9715 | 9
2017-09-10 23:00 | 31547.8984 | 9
2017-09-11 | 28704.6114 | 9
2017-09-11 01:00 | 26622.4759 | 9
2017-09-11 02:00 | 25178.612 | 9
2017-09-11 03:00 | 24259.2983 | 9
2017-09-11 04:00 | 23835.7647 | 9
2017-09-11 05:00 | 24283.5404 | 9
2017-09-11 06:00 | 25883.0391 | 9
2017-09-11 07:00 | 28183.9875 | 9
2017-09-11 08:00 | 29633.7733 | 9
2017-09-11 09:00 | 30785.7445 | 9
2017-09-11 10:00 | 32054.8099 | 9
2017-09-11 11:00 | 33615.1818 | 9
2017-09-11 12:00 | 35171.4624 | 9
2017-09-11 13:00 | 36955.8868 | 9
2017-09-11 14:00 | 39564.4036 | 9
2017-09-11 15:00 | 41419.5244 | 9
2017-09-11 16:00 | 42819.4445 | 9
2017-09-11 17:00 | 43528.3505 | 9
2017-09-11 18:00 | 42924.3306 | 9
2017-09-11 19:00 | 41165.2288 | 9
2017-09-11 20:00 | 40538.6985 | 9
2017-09-11 21:00 | 39096.6689 | 9
2017-09-11 22:00 | 36362.6524 | 9
2017-09-11 23:00 | 33034.3318 | 9
2017-09-12 | 29921.8558 | 9
2017-09-12 01:00 | 27660.5696 | 9
2017-09-12 02:00 | 26140.8729 | 9
2017-09-12 03:00 | 25107.4105 | 9
2017-09-12 04:00 | 24578.4311 | 9
2017-09-12 05:00 | 24765.8827 | 9
2017-09-12 06:00 | 26054.2341 | 9
2017-09-12 07:00 | 28332.7168 | 9
2017-09-12 08:00 | 29583.5072 | 9
2017-09-12 09:00 | 30511.1859 | 9
2017-09-12 10:00 | 31690.9378 | 9
2017-09-12 11:00 | 32980.1743 | 9
2017-09-12 12:00 | 34258.9169 | 9
2017-09-12 13:00 | 35605.1809 | 9
2017-09-12 14:00 | 37455.7476 | 9
2017-09-12 15:00 | 38982.3905 | 9
2017-09-12 16:00 | 40233.3857 | 9
2017-09-12 17:00 | 40997.8905 | 9
2017-09-12 18:00 | 40776.85 | 9
2017-09-12 19:00 | 39305.83 | 9
2017-09-12 20:00 | 38561.9642 | 9
2017-09-12 21:00 | 37230.1627 | 9
2017-09-12 22:00 | 34679.645 | 9
2017-09-12 23:00 | 31476.7139 | 9
2017-09-13 | 28526.9373 | 9
2017-09-13 01:00 | 26492.8093 | 9
2017-09-13 02:00 | 25081.8038 | 9
2017-09-13 03:00 | 24132.7678 | 9
2017-09-13 04:00 | 23647.1889 | 9
2017-09-13 05:00 | 23943.5611 | 9
2017-09-13 06:00 | 25273.906 | 9
2017-09-13 07:00 | 27423.8044 | 9
2017-09-13 08:00 | 28461.8292 | 9
2017-09-13 09:00 | 28896.5088 | 9
2017-09-13 10:00 | 29338.2611 | 9
2017-09-13 11:00 | 30030.5599 | 9
2017-09-13 12:00 | 30548.6802 | 9
2017-09-13 13:00 | 30964.9362 | 9
2017-09-13 14:00 | 31733.3381 | 9
2017-09-13 15:00 | 32866.3907 | 9
2017-09-13 16:00 | 33817.1701 | 9
2017-09-13 17:00 | 34383.1581 | 9
2017-09-13 18:00 | 34403.4622 | 9
2017-09-13 19:00 | 33671.8527 | 9
2017-09-13 20:00 | 33859.7228 | 9
2017-09-13 21:00 | 33097.8267 | 9
2017-09-13 22:00 | 31203.2631 | 9
2017-09-13 23:00 | 28567.8419 | 9
2017-09-14 | 26106.0346 | 9
2017-09-14 01:00 | 24385.2744 | 9
2017-09-14 02:00 | 23287.4804 | 9
2017-09-14 03:00 | 22547.0289 | 9
2017-09-14 04:00 | 21991.873 | 9
2017-09-14 05:00 | 22451.8936 | 9
2017-09-14 06:00 | 23829.5984 | 9
2017-09-14 07:00 | 25895.5483 | 9
2017-09-14 08:00 | 26921.5274 | 9
2017-09-14 09:00 | 27425.0782 | 9
2017-09-14 10:00 | 27884.617 | 9
2017-09-14 11:00 | 28271.3776 | 9
2017-09-14 12:00 | 28317.8833 | 9
2017-09-14 13:00 | 28308.8378 | 9
2017-09-14 14:00 | 28840.6829 | 9
2017-09-14 15:00 | 29077.7615 | 9
2017-09-14 16:00 | 29461.9423 | 9
2017-09-14 17:00 | 30104.5804 | 9
2017-09-14 18:00 | 30472.6408 | 9
2017-09-14 19:00 | 30717.63 | 9
2017-09-14 20:00 | 31599.6363 | 9
2017-09-14 21:00 | 31350.6078 | 9
2017-09-14 22:00 | 29594.1033 | 9
2017-09-14 23:00 | 27141.5002 | 9
2017-09-15 | 24883.0558 | 9
2017-09-15 01:00 | 23508.3339 | 9
2017-09-15 02:00 | 22610.2481 | 9
2017-09-15 03:00 | 21863.6899 | 9
2017-09-15 04:00 | 21617.1721 | 9
2017-09-15 05:00 | 22014.4186 | 9
2017-09-15 06:00 | 23178.0345 | 9
2017-09-15 07:00 | 25149.3485 | 9
2017-09-15 08:00 | 26161.8845 | 9
2017-09-15 09:00 | 26547.6117 | 9
2017-09-15 10:00 | 26731.7339 | 9
2017-09-15 11:00 | 27031.8281 | 9
2017-09-15 12:00 | 27134.8812 | 9
2017-09-15 13:00 | 27080.0068 | 9
2017-09-15 14:00 | 27697.1488 | 9
2017-09-15 15:00 | 28245.8863 | 9
2017-09-15 16:00 | 28847.9657 | 9
2017-09-15 17:00 | 29529.1511 | 9
2017-09-15 18:00 | 29815.9852 | 9
2017-09-15 19:00 | 29835.9772 | 9
2017-09-15 20:00 | 30462.1669 | 9
2017-09-15 21:00 | 30077.0704 | 9
2017-09-15 22:00 | 28799.1033 | 9
2017-09-15 23:00 | 26968.7488 | 9
2017-09-16 | 25007.9621 | 9
2017-09-16 01:00 | 23552.1061 | 9
2017-09-16 02:00 | 22470.3802 | 9
2017-09-16 03:00 | 21814.3921 | 9
2017-09-16 04:00 | 21476.2213 | 9
2017-09-16 05:00 | 21600.5813 | 9
2017-09-16 06:00 | 22148.1908 | 9
2017-09-16 07:00 | 22811.3017 | 9
2017-09-16 08:00 | 23127.7197 | 9
2017-09-16 09:00 | 23834.4023 | 9
2017-09-16 10:00 | 24275.4076 | 9
2017-09-16 11:00 | 24609.9956 | 9
2017-09-16 12:00 | 24783.2555 | 9
2017-09-16 13:00 | 24984.2924 | 9
2017-09-16 14:00 | 25554.4803 | 9
2017-09-16 15:00 | 26534.399 | 9
2017-09-16 16:00 | 27667.5609 | 9
2017-09-16 17:00 | 28540.7444 | 9
2017-09-16 18:00 | 29140.973 | 9
2017-09-16 19:00 | 29044.3174 | 9
2017-09-16 20:00 | 29375.2753 | 9
2017-09-16 21:00 | 28826.1702 | 9
2017-09-16 22:00 | 27534.0516 | 9
2017-09-16 23:00 | 26036.9113 | 9
2017-09-17 | 24226.3224 | 9
2017-09-17 01:00 | 22851.879 | 9
2017-09-17 02:00 | 21733.1808 | 9
2017-09-17 03:00 | 20911.1523 | 9
2017-09-17 04:00 | 20382.0816 | 9
2017-09-17 05:00 | 20272.7073 | 9
2017-09-17 06:00 | 20618.9183 | 9
2017-09-17 07:00 | 21190.3535 | 9
2017-09-17 08:00 | 21501.8341 | 9
2017-09-17 09:00 | 22169.9623 | 9
2017-09-17 10:00 | 22604.6069 | 9
2017-09-17 11:00 | 22989.6627 | 9
2017-09-17 12:00 | 23352.5208 | 9
2017-09-17 13:00 | 23624.4654 | 9
2017-09-17 14:00 | 24066.41 | 9
2017-09-17 15:00 | 24603.423 | 9
2017-09-17 16:00 | 25513.5077 | 9
2017-09-17 17:00 | 26678.9108 | 9
2017-09-17 18:00 | 27901.6426 | 9
2017-09-17 19:00 | 28403.2182 | 9
2017-09-17 20:00 | 29397.0478 | 9
2017-09-17 21:00 | 28992.786 | 9
2017-09-17 22:00 | 27421.1976 | 9
2017-09-17 23:00 | 25339.6259 | 9
2017-09-18 | 23237.7134 | 9
2017-09-18 01:00 | 21980.8292 | 9
2017-09-18 02:00 | 21131.2143 | 9
2017-09-18 03:00 | 20717.9846 | 9
2017-09-18 04:00 | 20658.6424 | 9
2017-09-18 05:00 | 21286.1744 | 9
2017-09-18 06:00 | 22798.449 | 9
2017-09-18 07:00 | 25028.7548 | 9
2017-09-18 08:00 | 26205.4321 | 9
2017-09-18 09:00 | 26890.0757 | 9
2017-09-18 10:00 | 27286.3334 | 9
2017-09-18 11:00 | 27550.8381 | 9
2017-09-18 12:00 | 27912.1881 | 9
2017-09-18 13:00 | 28070.1394 | 9
2017-09-18 14:00 | 28806.7586 | 9
2017-09-18 15:00 | 29594.9927 | 9
2017-09-18 16:00 | 30654.9025 | 9
2017-09-18 17:00 | 31420.0006 | 9
2017-09-18 18:00 | 31516.9277 | 9
2017-09-18 19:00 | 31299.5218 | 9
2017-09-18 20:00 | 31902.3463 | 9
2017-09-18 21:00 | 31262.366 | 9
2017-09-18 22:00 | 29461.7485 | 9
2017-09-18 23:00 | 26922.3627 | 9
2017-09-19 | 24596.9239 | 9
2017-09-19 01:00 | 23177.7402 | 9
2017-09-19 02:00 | 22252.3427 | 9
2017-09-19 03:00 | 21661.801 | 9
2017-09-19 04:00 | 21392.1888 | 9
2017-09-19 05:00 | 21807.6447 | 9
2017-09-19 06:00 | 23170.6287 | 9
2017-09-19 07:00 | 25595.3748 | 9
2017-09-19 08:00 | 26721.7176 | 9
2017-09-19 09:00 | 26891.6946 | 9
2017-09-19 10:00 | 27062.2923 | 9
2017-09-19 11:00 | 27149.3808 | 9
2017-09-19 12:00 | 27103.5796 | 9
2017-09-19 13:00 | 27108.3526 | 9
2017-09-19 14:00 | 27528.1874 | 9
2017-09-19 15:00 | 28207.8312 | 9
2017-09-19 16:00 | 28981.864 | 9
2017-09-19 17:00 | 29805.5887 | 9
2017-09-19 18:00 | 30229.5668 | 9
2017-09-19 19:00 | 30411.3212 | 9
2017-09-19 20:00 | 31314.1505 | 9
2017-09-19 21:00 | 30752.247 | 9
2017-09-19 22:00 | 29076.0399 | 9
2017-09-19 23:00 | 26834.6435 | 9
2017-09-20 | 24686.1596 | 9
2017-09-20 01:00 | 23187.3851 | 9
2017-09-20 02:00 | 22137.0645 | 9
2017-09-20 03:00 | 21481.9965 | 9
2017-09-20 04:00 | 21241.0668 | 9
2017-09-20 05:00 | 21789.9419 | 9
2017-09-20 06:00 | 23090.6368 | 9
2017-09-20 07:00 | 25310.0616 | 9
2017-09-20 08:00 | 26697.8224 | 9
2017-09-20 09:00 | 26923.8307 | 9
2017-09-20 10:00 | 27195.8269 | 9
2017-09-20 11:00 | 27444.3544 | 9
2017-09-20 12:00 | 27520.1243 | 9
2017-09-20 13:00 | 27380.6495 | 9
2017-09-20 14:00 | 27868.1021 | 9
2017-09-20 15:00 | 28554.8712 | 9
2017-09-20 16:00 | 29056.5502 | 9
2017-09-20 17:00 | 29580.4911 | 9
2017-09-20 18:00 | 29929.1023 | 9
2017-09-20 19:00 | 30201.8053 | 9
2017-09-20 20:00 | 31166.3249 | 9
2017-09-20 21:00 | 30546.1171 | 9
2017-09-20 22:00 | 28910.8413 | 9
2017-09-20 23:00 | 26588.6913 | 9
2017-09-21 | 24480.3047 | 9
2017-09-21 01:00 | 23119.8875 | 9
2017-09-21 02:00 | 22290.6325 | 9
2017-09-21 03:00 | 21701.2716 | 9
2017-09-21 04:00 | 21442.7195 | 9
2017-09-21 05:00 | 21981.0211 | 9
2017-09-21 06:00 | 23357.4027 | 9
2017-09-21 07:00 | 25635.9827 | 9
2017-09-21 08:00 | 26727.476 | 9
2017-09-21 09:00 | 27187.254 | 9
2017-09-21 10:00 | 27060.1842 | 9
2017-09-21 11:00 | 26938.1073 | 9
2017-09-21 12:00 | 26658.3253 | 9
2017-09-21 13:00 | 26352.8498 | 9
2017-09-21 14:00 | 26229.1995 | 9
2017-09-21 15:00 | 26178.2285 | 9
2017-09-21 16:00 | 26336.0436 | 9
2017-09-21 17:00 | 26983.505 | 9
2017-09-21 18:00 | 27305.2714 | 9
2017-09-21 19:00 | 27868.4715 | 9
2017-09-21 20:00 | 29432.1157 | 9
2017-09-21 21:00 | 29038.8144 | 9
2017-09-21 22:00 | 27483.8309 | 9
2017-09-21 23:00 | 25353.3833 | 9
2017-09-22 | 23375.5219 | 9
2017-09-22 01:00 | 22173.9805 | 9
2017-09-22 02:00 | 21393.8533 | 9
2017-09-22 03:00 | 20835.6554 | 9
2017-09-22 04:00 | 20644.0779 | 9
2017-09-22 05:00 | 21097.5856 | 9
2017-09-22 06:00 | 22340.6311 | 9
2017-09-22 07:00 | 24420.4124 | 9
2017-09-22 08:00 | 25417.3278 | 9
2017-09-22 09:00 | 25474.867 | 9
2017-09-22 10:00 | 25629.2084 | 9
2017-09-22 11:00 | 25539.2805 | 9
2017-09-22 12:00 | 25233.9198 | 9
2017-09-22 13:00 | 24856.0067 | 9
2017-09-22 14:00 | 25212.3269 | 9
2017-09-22 15:00 | 25538.6214 | 9
2017-09-22 16:00 | 26075.671 | 9
2017-09-22 17:00 | 26576.3191 | 9
2017-09-22 18:00 | 26946.5722 | 9
2017-09-22 19:00 | 27261.4675 | 9
2017-09-22 20:00 | 28497.1926 | 9
2017-09-22 21:00 | 28130.84 | 9
2017-09-22 22:00 | 27009.0074 | 9
2017-09-22 23:00 | 25247.23 | 9
2017-09-23 | 23511.4375 | 9
2017-09-23 01:00 | 22196.0286 | 9
2017-09-23 02:00 | 21333.9501 | 9
2017-09-23 03:00 | 20698.6995 | 9
2017-09-23 04:00 | 20354.6539 | 9
2017-09-23 05:00 | 20475.3331 | 9
2017-09-23 06:00 | 20959.2587 | 9
2017-09-23 07:00 | 21446.857 | 9
2017-09-23 08:00 | 21767.8572 | 9
2017-09-23 09:00 | 22165.1521 | 9
2017-09-23 10:00 | 22348.9803 | 9
2017-09-23 11:00 | 21880.2293 | 9
2017-09-23 12:00 | 21558.465 | 9
2017-09-23 13:00 | 21562.668 | 9
2017-09-23 14:00 | 22004.3916 | 9
2017-09-23 15:00 | 22621.7584 | 9
2017-09-23 16:00 | 23408.4584 | 9
2017-09-23 17:00 | 24247.5272 | 9
2017-09-23 18:00 | 25094.2922 | 9
2017-09-23 19:00 | 25994.6041 | 9
2017-09-23 20:00 | 27187.2026 | 9
2017-09-23 21:00 | 26865.1355 | 9
2017-09-23 22:00 | 25846.4718 | 9
2017-09-23 23:00 | 24416.2935 | 9
2017-09-24 | 22837.5274 | 9
2017-09-24 01:00 | 21681.5072 | 9
2017-09-24 02:00 | 20960.9108 | 9
2017-09-24 03:00 | 20407.256 | 9
2017-09-24 04:00 | 20008.4556 | 9
2017-09-24 05:00 | 19977.735 | 9
2017-09-24 06:00 | 20134.8071 | 9
2017-09-24 07:00 | 20473.9294 | 9
2017-09-24 08:00 | 20494.4026 | 9
2017-09-24 09:00 | 20706.7955 | 9
2017-09-24 10:00 | 20819.7512 | 9
2017-09-24 11:00 | 21034.4984 | 9
2017-09-24 12:00 | 21242.9436 | 9
2017-09-24 13:00 | 21547.5504 | 9
2017-09-24 14:00 | 22116.8114 | 9
2017-09-24 15:00 | 22746.0067 | 9
2017-09-24 16:00 | 23776.2234 | 9
2017-09-24 17:00 | 25038.4019 | 9
2017-09-24 18:00 | 26269.9789 | 9
2017-09-24 19:00 | 27161.869 | 9
2017-09-24 20:00 | 28270.549 | 9
2017-09-24 21:00 | 27687.6487 | 9
2017-09-24 22:00 | 26183.3462 | 9
2017-09-24 23:00 | 24179.1324 | 9
2017-09-25 | 22267.5566 | 9
2017-09-25 01:00 | 21260.9318 | 9
2017-09-25 02:00 | 20740.4897 | 9
2017-09-25 03:00 | 20250.7502 | 9
2017-09-25 04:00 | 20194.9527 | 9
2017-09-25 05:00 | 20756.5901 | 9
2017-09-25 06:00 | 22157.0325 | 9
2017-09-25 07:00 | 24326.2819 | 9
2017-09-25 08:00 | 25324.416 | 9
2017-09-25 09:00 | 25688.3084 | 9
2017-09-25 10:00 | 25964.8391 | 9
2017-09-25 11:00 | 26364.1227 | 9
2017-09-25 12:00 | 26740.2089 | 9
2017-09-25 13:00 | 27193.1823 | 9
2017-09-25 14:00 | 28014.7992 | 9
2017-09-25 15:00 | 28789.6667 | 9
2017-09-25 16:00 | 29744.5948 | 9
2017-09-25 17:00 | 30690.8292 | 9
2017-09-25 18:00 | 31138.5461 | 9
2017-09-25 19:00 | 31215.9062 | 9
2017-09-25 20:00 | 31878.6936 | 9
2017-09-25 21:00 | 30876.2491 | 9
2017-09-25 22:00 | 29006.4046 | 9
2017-09-25 23:00 | 26459.3365 | 9
2017-09-26 | 24270.6414 | 9
2017-09-26 01:00 | 22931.3523 | 9
2017-09-26 02:00 | 21985.4234 | 9
2017-09-26 03:00 | 21359.0133 | 9
2017-09-26 04:00 | 21076.5336 | 9
2017-09-26 05:00 | 21454.576 | 9
2017-09-26 06:00 | 22772.2163 | 9
2017-09-26 07:00 | 24904.6559 | 9
2017-09-26 08:00 | 25812.2021 | 9
2017-09-26 09:00 | 26090.9371 | 9
2017-09-26 10:00 | 26387.4505 | 9
2017-09-26 11:00 | 26891.1061 | 9
2017-09-26 12:00 | 27517.6468 | 9
2017-09-26 13:00 | 28071.9833 | 9
2017-09-26 14:00 | 29178.158 | 9
2017-09-26 15:00 | 30316.177 | 9
2017-09-26 16:00 | 31645.9388 | 9
2017-09-26 17:00 | 32561.0128 | 9
2017-09-26 18:00 | 33019.2309 | 9
2017-09-26 19:00 | 32887.8247 | 9
2017-09-26 20:00 | 33423.8275 | 9
2017-09-26 21:00 | 32294.1568 | 9
2017-09-26 22:00 | 30390.5907 | 9
2017-09-26 23:00 | 27687.1021 | 9
2017-09-27 | 25353.2507 | 9
2017-09-27 01:00 | 23801.8352 | 9
2017-09-27 02:00 | 22761.1801 | 9
2017-09-27 03:00 | 21977.6092 | 9
2017-09-27 04:00 | 21689.0328 | 9
2017-09-27 05:00 | 22072.7056 | 9
2017-09-27 06:00 | 23354.248 | 9
2017-09-27 07:00 | 25337.95 | 9
2017-09-27 08:00 | 26274.7424 | 9
2017-09-27 09:00 | 26743.1551 | 9
2017-09-27 10:00 | 27177.5358 | 9
2017-09-27 11:00 | 27773.3175 | 9
2017-09-27 12:00 | 28439.8864 | 9
2017-09-27 13:00 | 29146.5388 | 9
2017-09-27 14:00 | 30480.482 | 9
2017-09-27 15:00 | 31940.8075 | 9
2017-09-27 16:00 | 33254.884 | 9
2017-09-27 17:00 | 34355.9922 | 9
2017-09-27 18:00 | 34635.0439 | 9
2017-09-27 19:00 | 34197.2155 | 9
2017-09-27 20:00 | 34445.1639 | 9
2017-09-27 21:00 | 33080.9718 | 9
2017-09-27 22:00 | 30783.2355 | 9
2017-09-27 23:00 | 28071.237 | 9
2017-09-28 | 25714.1053 | 9
2017-09-28 01:00 | 23966.6948 | 9
2017-09-28 02:00 | 22948.7575 | 9
2017-09-28 03:00 | 22189.4996 | 9
2017-09-28 04:00 | 21703.7076 | 9
2017-09-28 05:00 | 21898.9674 | 9
2017-09-28 06:00 | 22886.5498 | 9
2017-09-28 07:00 | 24673.8193 | 9
2017-09-28 08:00 | 25464.1538 | 9
2017-09-28 09:00 | 25920.918 | 9
2017-09-28 10:00 | 26397.3254 | 9
2017-09-28 11:00 | 27319.0136 | 9
2017-09-28 12:00 | 28056.2838 | 9
2017-09-28 13:00 | 28921.4168 | 9
2017-09-28 14:00 | 30636.1203 | 9
2017-09-28 15:00 | 32255.5725 | 9
2017-09-28 16:00 | 33825.2722 | 9
2017-09-28 17:00 | 34947.0096 | 9
2017-09-28 18:00 | 35076.3874 | 9
2017-09-28 19:00 | 34522.7286 | 9
2017-09-28 20:00 | 34534.7939 | 9
2017-09-28 21:00 | 33077.2441 | 9
2017-09-28 22:00 | 30845.7247 | 9
2017-09-28 23:00 | 28188.5911 | 9
2017-09-29 | 25782.9326 | 9
2017-09-29 01:00 | 24096.2419 | 9
2017-09-29 02:00 | 22871.7623 | 9
2017-09-29 03:00 | 22048.9692 | 9
2017-09-29 04:00 | 21670.6484 | 9
2017-09-29 05:00 | 21977.3433 | 9
2017-09-29 06:00 | 23205.9382 | 9
2017-09-29 07:00 | 25369.1448 | 9
2017-09-29 08:00 | 26327.3004 | 9
2017-09-29 09:00 | 26824.9436 | 9
2017-09-29 10:00 | 27427.774 | 9
2017-09-29 11:00 | 27926.7542 | 9
2017-09-29 12:00 | 28648.7578 | 9
2017-09-29 13:00 | 29420.2162 | 9
2017-09-29 14:00 | 30625.3866 | 9
2017-09-29 15:00 | 31936.6457 | 9
2017-09-29 16:00 | 33018.6042 | 9
2017-09-29 17:00 | 33783.1319 | 9
2017-09-29 18:00 | 33630.3001 | 9
2017-09-29 19:00 | 32852.4101 | 9
2017-09-29 20:00 | 33032.2943 | 9
2017-09-29 21:00 | 31747.9155 | 9
2017-09-29 22:00 | 29934.232 | 9
2017-09-29 23:00 | 27717.6441 | 9
2017-09-30 | 25573.4105 | 9
2017-09-30 01:00 | 23930.9364 | 9
2017-09-30 02:00 | 22720.4039 | 9
2017-09-30 03:00 | 21835.7856 | 9
2017-09-30 04:00 | 21402.4663 | 9
2017-09-30 05:00 | 21403.0365 | 9
2017-09-30 06:00 | 21845.6527 | 9
2017-09-30 07:00 | 22570.3029 | 9
2017-09-30 08:00 | 22972.0849 | 9
2017-09-30 09:00 | 23561.1711 | 9
2017-09-30 10:00 | 23877.2038 | 9
2017-09-30 11:00 | 24210.9443 | 9
2017-09-30 12:00 | 24500.5723 | 9
2017-09-30 13:00 | 24911.7659 | 9
2017-09-30 14:00 | 25632.7116 | 9
2017-09-30 15:00 | 26626.5497 | 9
2017-09-30 16:00 | 27789.9319 | 9
2017-09-30 17:00 | 28727.2469 | 9
2017-09-30 18:00 | 29186.6624 | 9
2017-09-30 19:00 | 29273.7387 | 9
2017-09-30 20:00 | 29753.9229 | 9
2017-09-30 21:00 | 28833.9534 | 9
2017-09-30 22:00 | 27504.8799 | 9
2017-09-30 23:00 | 25821.2628 | 9
2017-10-01 | 24078.2966 | 10
2017-10-01 01:00 | 22628.0832 | 10
2017-10-01 02:00 | 21613.6227 | 10
2017-10-01 03:00 | 20874.1128 | 10
2017-10-01 04:00 | 20440.219 | 10
2017-10-01 05:00 | 20308.2532 | 10
2017-10-01 06:00 | 20566.8129 | 10
2017-10-01 07:00 | 21114.8608 | 10
2017-10-01 08:00 | 21289.7148 | 10
2017-10-01 09:00 | 21735.628 | 10
2017-10-01 10:00 | 21888.7447 | 10
2017-10-01 11:00 | 21890.9945 | 10
2017-10-01 12:00 | 22118.6435 | 10
2017-10-01 13:00 | 22474.8336 | 10
2017-10-01 14:00 | 22995.1968 | 10
2017-10-01 15:00 | 23874.7458 | 10
2017-10-01 16:00 | 25020.4186 | 10
2017-10-01 17:00 | 26166.8372 | 10
2017-10-01 18:00 | 27130.0791 | 10
2017-10-01 19:00 | 27811.7059 | 10
2017-10-01 20:00 | 28838.2431 | 10
2017-10-01 21:00 | 28098.4846 | 10
2017-10-01 22:00 | 26670.1997 | 10
2017-10-01 23:00 | 24727.8703 | 10
2017-10-02 | 22911.4897 | 10
2017-10-02 01:00 | 21775.7655 | 10
2017-10-02 02:00 | 20942.7361 | 10
2017-10-02 03:00 | 20482.1901 | 10
2017-10-02 04:00 | 20466.7588 | 10
2017-10-02 05:00 | 20971.8882 | 10
2017-10-02 06:00 | 22425.9123 | 10
2017-10-02 07:00 | 24628.5121 | 10
2017-10-02 08:00 | 25814.387 | 10
2017-10-02 09:00 | 26251.727 | 10
2017-10-02 10:00 | 26443.0506 | 10
2017-10-02 11:00 | 26719.3439 | 10
2017-10-02 12:00 | 26820.731 | 10
2017-10-02 13:00 | 27116.6781 | 10
2017-10-02 14:00 | 27557.7801 | 10
2017-10-02 15:00 | 28056.6689 | 10
2017-10-02 16:00 | 28584.8477 | 10
2017-10-02 17:00 | 29288.1029 | 10
2017-10-02 18:00 | 29632.5115 | 10
2017-10-02 19:00 | 30110.8978 | 10
2017-10-02 20:00 | 30939.5546 | 10
2017-10-02 21:00 | 29968.057 | 10
2017-10-02 22:00 | 28318.5464 | 10
2017-10-02 23:00 | 26175.0783 | 10
2017-10-03 | 24214.6745 | 10
2017-10-03 01:00 | 22760.3844 | 10
2017-10-03 02:00 | 21778.9979 | 10
2017-10-03 03:00 | 21219.5636 | 10
2017-10-03 04:00 | 21069.8137 | 10
2017-10-03 05:00 | 21564.0645 | 10
2017-10-03 06:00 | 22831.9212 | 10
2017-10-03 07:00 | 25118.8494 | 10
2017-10-03 08:00 | 26338.7152 | 10
2017-10-03 09:00 | 26647.8508 | 10
2017-10-03 10:00 | 26618.6895 | 10
2017-10-03 11:00 | 26427.8001 | 10
2017-10-03 12:00 | 26235.7858 | 10
2017-10-03 13:00 | 25983.4704 | 10
2017-10-03 14:00 | 26242.5492 | 10
2017-10-03 15:00 | 26449.9784 | 10
2017-10-03 16:00 | 26884.2595 | 10
2017-10-03 17:00 | 27407.7832 | 10
2017-10-03 18:00 | 27785.1096 | 10
2017-10-03 19:00 | 28603.8429 | 10
2017-10-03 20:00 | 29701.7428 | 10
2017-10-03 21:00 | 28917.7626 | 10
2017-10-03 22:00 | 27381.3968 | 10
2017-10-03 23:00 | 25233.7759 | 10
2017-10-04 | 23363.3688 | 10
2017-10-04 01:00 | 22092.468 | 10
2017-10-04 02:00 | 21245.8283 | 10
2017-10-04 03:00 | 20720.159 | 10
2017-10-04 04:00 | 20531.4888 | 10
2017-10-04 05:00 | 20903.026 | 10
2017-10-04 06:00 | 22248.9257 | 10
2017-10-04 07:00 | 24525.9391 | 10
2017-10-04 08:00 | 25548.5658 | 10
2017-10-04 09:00 | 25745.5337 | 10
2017-10-04 10:00 | 25736.9968 | 10
2017-10-04 11:00 | 25744.9962 | 10
2017-10-04 12:00 | 25739.4723 | 10
2017-10-04 13:00 | 25757.6949 | 10
2017-10-04 14:00 | 26403.7105 | 10
2017-10-04 15:00 | 27148.7955 | 10
2017-10-04 16:00 | 27931.0663 | 10
2017-10-04 17:00 | 28682.9093 | 10
2017-10-04 18:00 | 29206.3455 | 10
2017-10-04 19:00 | 29632.7205 | 10
2017-10-04 20:00 | 30447.4395 | 10
2017-10-04 21:00 | 29404.1712 | 10
2017-10-04 22:00 | 27785.9027 | 10
2017-10-04 23:00 | 25478.5638 | 10
2017-10-05 | 23511.7453 | 10
2017-10-05 01:00 | 22179.2758 | 10
2017-10-05 02:00 | 21224.4547 | 10
2017-10-05 03:00 | 20711.5294 | 10
2017-10-05 04:00 | 20461.0251 | 10
2017-10-05 05:00 | 20890.1653 | 10
2017-10-05 06:00 | 22097.9089 | 10
2017-10-05 07:00 | 24391.8019 | 10
2017-10-05 08:00 | 25296.0661 | 10
2017-10-05 09:00 | 25439.5308 | 10
2017-10-05 10:00 | 25559.9117 | 10
2017-10-05 11:00 | 25763.0036 | 10
2017-10-05 12:00 | 26042.3678 | 10
2017-10-05 13:00 | 26466.9648 | 10
2017-10-05 14:00 | 27344.5336 | 10
2017-10-05 15:00 | 28211.6403 | 10
2017-10-05 16:00 | 29091.4649 | 10
2017-10-05 17:00 | 29829.5517 | 10
2017-10-05 18:00 | 30229.9133 | 10
2017-10-05 19:00 | 30458.6797 | 10
2017-10-05 20:00 | 31046.2074 | 10
2017-10-05 21:00 | 30084.8321 | 10
2017-10-05 22:00 | 28353.2165 | 10
2017-10-05 23:00 | 26047.7702 | 10
2017-10-06 | 23989.796 | 10
2017-10-06 01:00 | 22624.4929 | 10
2017-10-06 02:00 | 21661.7788 | 10
2017-10-06 03:00 | 21079.762 | 10
2017-10-06 04:00 | 20745.0809 | 10
2017-10-06 05:00 | 21139.9687 | 10
2017-10-06 06:00 | 22430.4043 | 10
2017-10-06 07:00 | 24616.4151 | 10
2017-10-06 08:00 | 25598.6945 | 10
2017-10-06 09:00 | 26064.0565 | 10
2017-10-06 10:00 | 26238.2259 | 10
2017-10-06 11:00 | 26609.8952 | 10
2017-10-06 12:00 | 26910.5956 | 10
2017-10-06 13:00 | 27353.5387 | 10
2017-10-06 14:00 | 28495.5482 | 10
2017-10-06 15:00 | 29806.5883 | 10
2017-10-06 16:00 | 31035.6573 | 10
2017-10-06 17:00 | 32016.0037 | 10
2017-10-06 18:00 | 32367.8203 | 10
2017-10-06 19:00 | 32012.2799 | 10
2017-10-06 20:00 | 31951.0092 | 10
2017-10-06 21:00 | 30641.3345 | 10
2017-10-06 22:00 | 28880.0214 | 10
2017-10-06 23:00 | 26819.8002 | 10
2017-10-07 | 24757.4668 | 10
2017-10-07 01:00 | 23200.6426 | 10
2017-10-07 02:00 | 22017.4472 | 10
2017-10-07 03:00 | 21241.9769 | 10
2017-10-07 04:00 | 20763.0953 | 10
2017-10-07 05:00 | 20661.6969 | 10
2017-10-07 06:00 | 21083.7091 | 10
2017-10-07 07:00 | 21863.2749 | 10
2017-10-07 08:00 | 22236.2438 | 10
2017-10-07 09:00 | 22810.7973 | 10
2017-10-07 10:00 | 23504.792 | 10
2017-10-07 11:00 | 24058.5364 | 10
2017-10-07 12:00 | 24587.2072 | 10
2017-10-07 13:00 | 25291.8276 | 10
2017-10-07 14:00 | 26438.6202 | 10
2017-10-07 15:00 | 27738.3799 | 10
2017-10-07 16:00 | 29147.0179 | 10
2017-10-07 17:00 | 30200.7479 | 10
2017-10-07 18:00 | 30692.5627 | 10
2017-10-07 19:00 | 30521.5482 | 10
2017-10-07 20:00 | 30439.6322 | 10
2017-10-07 21:00 | 29160.011 | 10
2017-10-07 22:00 | 27595.503 | 10
2017-10-07 23:00 | 25687.7625 | 10
2017-10-08 | 23745.1951 | 10
2017-10-08 01:00 | 22354.7603 | 10
2017-10-08 02:00 | 21259.9412 | 10
2017-10-08 03:00 | 20498.7296 | 10
2017-10-08 04:00 | 20032.5985 | 10
2017-10-08 05:00 | 19872.9893 | 10
2017-10-08 06:00 | 20031.4215 | 10
2017-10-08 07:00 | 20541.7603 | 10
2017-10-08 08:00 | 20647.4264 | 10
2017-10-08 09:00 | 21023.1935 | 10
2017-10-08 10:00 | 21389.2499 | 10
2017-10-08 11:00 | 21659.1545 | 10
2017-10-08 12:00 | 21935.192 | 10
2017-10-08 13:00 | 22115.2923 | 10
2017-10-08 14:00 | 22785.1592 | 10
2017-10-08 15:00 | 23669.3848 | 10
2017-10-08 16:00 | 24719.3928 | 10
2017-10-08 17:00 | 25782.7105 | 10
2017-10-08 18:00 | 26817.1493 | 10
2017-10-08 19:00 | 27686.9561 | 10
2017-10-08 20:00 | 28415.7093 | 10
2017-10-08 21:00 | 27648.5601 | 10
2017-10-08 22:00 | 26277.6768 | 10
2017-10-08 23:00 | 24352.5754 | 10
2017-10-09 | 22577.0676 | 10
2017-10-09 01:00 | 21468.3848 | 10
2017-10-09 02:00 | 20655.0088 | 10
2017-10-09 03:00 | 20372.9418 | 10
2017-10-09 04:00 | 20282.346 | 10
2017-10-09 05:00 | 20817.3435 | 10
2017-10-09 06:00 | 22036.8583 | 10
2017-10-09 07:00 | 24133.5952 | 10
2017-10-09 08:00 | 25190.9954 | 10
2017-10-09 09:00 | 25645.3198 | 10
2017-10-09 10:00 | 25846.59 | 10
2017-10-09 11:00 | 26066.4745 | 10
2017-10-09 12:00 | 26283.7299 | 10
2017-10-09 13:00 | 26526.489 | 10
2017-10-09 14:00 | 27172.7181 | 10
2017-10-09 15:00 | 27948.6249 | 10
2017-10-09 16:00 | 28782.169 | 10
2017-10-09 17:00 | 29491.0012 | 10
2017-10-09 18:00 | 29854.9683 | 10
2017-10-09 19:00 | 30376.1365 | 10
2017-10-09 20:00 | 30729.3019 | 10
2017-10-09 21:00 | 29555.405 | 10
2017-10-09 22:00 | 27846.3922 | 10
2017-10-09 23:00 | 25600.311 | 10
2017-10-10 | 23553.4321 | 10
2017-10-10 01:00 | 22252.9858 | 10
2017-10-10 02:00 | 21285.0869 | 10
2017-10-10 03:00 | 20700.5499 | 10
2017-10-10 04:00 | 20483.4383 | 10
2017-10-10 05:00 | 20843.2615 | 10
2017-10-10 06:00 | 22130.5119 | 10
2017-10-10 07:00 | 24426.4472 | 10
2017-10-10 08:00 | 25485.8825 | 10
2017-10-10 09:00 | 25597.5561 | 10
2017-10-10 10:00 | 25839.4161 | 10
2017-10-10 11:00 | 26039.4873 | 10
2017-10-10 12:00 | 26336.3945 | 10
2017-10-10 13:00 | 26641.8621 | 10
2017-10-10 14:00 | 27464.8709 | 10
2017-10-10 15:00 | 28364.9379 | 10
2017-10-10 16:00 | 29278.6675 | 10
2017-10-10 17:00 | 29975.8681 | 10
2017-10-10 18:00 | 30200.2817 | 10
2017-10-10 19:00 | 30638.6272 | 10
2017-10-10 20:00 | 30993.9015 | 10
2017-10-10 21:00 | 29844.006 | 10
2017-10-10 22:00 | 28135.6077 | 10
2017-10-10 23:00 | 25799.8629 | 10
2017-10-11 | 23793.6307 | 10
2017-10-11 01:00 | 22272.2317 | 10
2017-10-11 02:00 | 21303.1485 | 10
2017-10-11 03:00 | 20614.8063 | 10
2017-10-11 04:00 | 20516.772 | 10
2017-10-11 05:00 | 20849.4992 | 10
2017-10-11 06:00 | 22055.1065 | 10
2017-10-11 07:00 | 24108.4516 | 10
2017-10-11 08:00 | 24978.0215 | 10
2017-10-11 09:00 | 25159.6014 | 10
2017-10-11 10:00 | 25280.7169 | 10
2017-10-11 11:00 | 25547.461 | 10
2017-10-11 12:00 | 25868.789 | 10
2017-10-11 13:00 | 25946.2546 | 10
2017-10-11 14:00 | 26514.6907 | 10
2017-10-11 15:00 | 27148.28 | 10
2017-10-11 16:00 | 27953.3278 | 10
2017-10-11 17:00 | 28639.3381 | 10
2017-10-11 18:00 | 29038.8962 | 10
2017-10-11 19:00 | 29568.3772 | 10
2017-10-11 20:00 | 30003.7361 | 10
2017-10-11 21:00 | 29085.2646 | 10
2017-10-11 22:00 | 27628.3139 | 10
2017-10-11 23:00 | 25420.5131 | 10
2017-10-12 | 23524.5754 | 10
2017-10-12 01:00 | 22146.238 | 10
2017-10-12 02:00 | 21304.2536 | 10
2017-10-12 03:00 | 20739.0211 | 10
2017-10-12 04:00 | 20563.22 | 10
2017-10-12 05:00 | 20980.8551 | 10
2017-10-12 06:00 | 22371.1397 | 10
2017-10-12 07:00 | 24687.8037 | 10
2017-10-12 08:00 | 25876.9834 | 10
2017-10-12 09:00 | 25987.1839 | 10
2017-10-12 10:00 | 25944.6861 | 10
2017-10-12 11:00 | 25850.6415 | 10
2017-10-12 12:00 | 25830.0536 | 10
2017-10-12 13:00 | 25830.8604 | 10
2017-10-12 14:00 | 26210.5538 | 10
2017-10-12 15:00 | 26687.6308 | 10
2017-10-12 16:00 | 27251.7153 | 10
2017-10-12 17:00 | 27893.2663 | 10
2017-10-12 18:00 | 28356.5995 | 10
2017-10-12 19:00 | 29256.2823 | 10
2017-10-12 20:00 | 29782.0781 | 10
2017-10-12 21:00 | 28923.1404 | 10
2017-10-12 22:00 | 27548.1707 | 10
2017-10-12 23:00 | 25376.3155 | 10
2017-10-13 | 23486.1623 | 10
2017-10-13 01:00 | 22185.484 | 10
2017-10-13 02:00 | 21279.54 | 10
2017-10-13 03:00 | 20728.5967 | 10
2017-10-13 04:00 | 20578.6186 | 10
2017-10-13 05:00 | 21021.3161 | 10
2017-10-13 06:00 | 22228.3603 | 10
2017-10-13 07:00 | 24458.228 | 10
2017-10-13 08:00 | 25655.496 | 10
2017-10-13 09:00 | 25927.5542 | 10
2017-10-13 10:00 | 26044.8927 | 10
2017-10-13 11:00 | 25977.773 | 10
2017-10-13 12:00 | 25882.8576 | 10
2017-10-13 13:00 | 25746.8079 | 10
2017-10-13 14:00 | 26212.0414 | 10
2017-10-13 15:00 | 26721.0934 | 10
2017-10-13 16:00 | 27300.221 | 10
2017-10-13 17:00 | 27808.6067 | 10
2017-10-13 18:00 | 28187.5108 | 10
2017-10-13 19:00 | 28803.1153 | 10
2017-10-13 20:00 | 29128.5501 | 10
2017-10-13 21:00 | 28250.9681 | 10
2017-10-13 22:00 | 27057.6978 | 10
2017-10-13 23:00 | 25342.8532 | 10
2017-10-14 | 23536.2043 | 10
2017-10-14 01:00 | 22206.8471 | 10
2017-10-14 02:00 | 21215.4178 | 10
2017-10-14 03:00 | 20562.771 | 10
2017-10-14 04:00 | 20235.4949 | 10
2017-10-14 05:00 | 20212.3153 | 10
2017-10-14 06:00 | 20675.4652 | 10
2017-10-14 07:00 | 21596.7132 | 10
2017-10-14 08:00 | 21990.8924 | 10
2017-10-14 09:00 | 22460.8226 | 10
2017-10-14 10:00 | 22761.9227 | 10
2017-10-14 11:00 | 22821.7367 | 10
2017-10-14 12:00 | 22792.8204 | 10
2017-10-14 13:00 | 22795.5207 | 10
2017-10-14 14:00 | 23305.7193 | 10
2017-10-14 15:00 | 24127.7634 | 10
2017-10-14 16:00 | 25134.9826 | 10
2017-10-14 17:00 | 26235.5861 | 10
2017-10-14 18:00 | 27024.918 | 10
2017-10-14 19:00 | 27876.5148 | 10
2017-10-14 20:00 | 28216.5353 | 10
2017-10-14 21:00 | 27309.9395 | 10
2017-10-14 22:00 | 26027.8801 | 10
2017-10-14 23:00 | 24473.0259 | 10
2017-10-15 | 22830.1423 | 10
2017-10-15 01:00 | 21603.323 | 10
2017-10-15 02:00 | 20588.1357 | 10
2017-10-15 03:00 | 19926.5791 | 10
2017-10-15 04:00 | 19445.9128 | 10
2017-10-15 05:00 | 19334.1232 | 10
2017-10-15 06:00 | 19616.6713 | 10
2017-10-15 07:00 | 20192.1472 | 10
2017-10-15 08:00 | 20330.0585 | 10
2017-10-15 09:00 | 20695.3712 | 10
2017-10-15 10:00 | 21140.5287 | 10
2017-10-15 11:00 | 21684.8739 | 10
2017-10-15 12:00 | 22111.9842 | 10
2017-10-15 13:00 | 22640.0709 | 10
2017-10-15 14:00 | 23686.128 | 10
2017-10-15 15:00 | 25127.1342 | 10
2017-10-15 16:00 | 26605.6135 | 10
2017-10-15 17:00 | 27995.2045 | 10
2017-10-15 18:00 | 28768.6303 | 10
2017-10-15 19:00 | 29357.6548 | 10
2017-10-15 20:00 | 29496.9688 | 10
2017-10-15 21:00 | 28285.7555 | 10
2017-10-15 22:00 | 26634.9842 | 10
2017-10-15 23:00 | 24592.0045 | 10
2017-10-16 | 22702.1198 | 10
2017-10-16 01:00 | 21418.0947 | 10
2017-10-16 02:00 | 20561.1516 | 10
2017-10-16 03:00 | 20170.6382 | 10
2017-10-16 04:00 | 20083.8928 | 10
2017-10-16 05:00 | 20656.2714 | 10
2017-10-16 06:00 | 22029.8913 | 10
2017-10-16 07:00 | 24256.6064 | 10
2017-10-16 08:00 | 25484.2411 | 10
2017-10-16 09:00 | 25828.8132 | 10
2017-10-16 10:00 | 26687.8945 | 10
2017-10-16 11:00 | 27592.6954 | 10
2017-10-16 12:00 | 28280.9405 | 10
2017-10-16 13:00 | 29131.8049 | 10
2017-10-16 14:00 | 30378.2172 | 10
2017-10-16 15:00 | 31600.3062 | 10
2017-10-16 16:00 | 32615.5518 | 10
2017-10-16 17:00 | 33378.3004 | 10
2017-10-16 18:00 | 33570.8863 | 10
2017-10-16 19:00 | 33507.8921 | 10
2017-10-16 20:00 | 33138.4126 | 10
2017-10-16 21:00 | 31440.9367 | 10
2017-10-16 22:00 | 29328.9702 | 10
2017-10-16 23:00 | 26705.1047 | 10
2017-10-17 | 24479.8969 | 10
2017-10-17 01:00 | 22955.3951 | 10
2017-10-17 02:00 | 22002.456 | 10
2017-10-17 03:00 | 21485.1949 | 10
2017-10-17 04:00 | 21220.1139 | 10
2017-10-17 05:00 | 21568.7879 | 10
2017-10-17 06:00 | 22706.6591 | 10
2017-10-17 07:00 | 25108.631 | 10
2017-10-17 08:00 | 26377.3054 | 10
2017-10-17 09:00 | 26670.1583 | 10
2017-10-17 10:00 | 27201.6532 | 10
2017-10-17 11:00 | 27875.1914 | 10
2017-10-17 12:00 | 28539.8038 | 10
2017-10-17 13:00 | 29379.6886 | 10
2017-10-17 14:00 | 30589.8971 | 10
2017-10-17 15:00 | 31398.8988 | 10
2017-10-17 16:00 | 32187.289 | 10
2017-10-17 17:00 | 32593.1406 | 10
2017-10-17 18:00 | 32440.3838 | 10
2017-10-17 19:00 | 32506.8771 | 10
2017-10-17 20:00 | 32239.9193 | 10
2017-10-17 21:00 | 30959.0461 | 10
2017-10-17 22:00 | 29092.0963 | 10
2017-10-17 23:00 | 26561.3717 | 10
2017-10-18 | 24464.7048 | 10
2017-10-18 01:00 | 22925.7872 | 10
2017-10-18 02:00 | 21997.3535 | 10
2017-10-18 03:00 | 21681.7295 | 10
2017-10-18 04:00 | 21462.1448 | 10
2017-10-18 05:00 | 21787.1317 | 10
2017-10-18 06:00 | 22983.1293 | 10
2017-10-18 07:00 | 25330.8786 | 10
2017-10-18 08:00 | 26724.0815 | 10
2017-10-18 09:00 | 27213.9289 | 10
2017-10-18 10:00 | 27531.4686 | 10
2017-10-18 11:00 | 27867.9666 | 10
2017-10-18 12:00 | 28204.899 | 10
2017-10-18 13:00 | 28704.7466 | 10
2017-10-18 14:00 | 29717.4022 | 10
2017-10-18 15:00 | 30541.7696 | 10
2017-10-18 16:00 | 31169.7659 | 10
2017-10-18 17:00 | 31645.3117 | 10
2017-10-18 18:00 | 31492.4333 | 10
2017-10-18 19:00 | 31850.5963 | 10
2017-10-18 20:00 | 31887.8074 | 10
2017-10-18 21:00 | 30741.6914 | 10
2017-10-18 22:00 | 28920.4795 | 10
2017-10-18 23:00 | 26517.5464 | 10
2017-10-19 | 24456.4998 | 10
2017-10-19 01:00 | 22873.6376 | 10
2017-10-19 02:00 | 21868.7102 | 10
2017-10-19 03:00 | 21455.9648 | 10
2017-10-19 04:00 | 21262.526 | 10
2017-10-19 05:00 | 21671.0659 | 10
2017-10-19 06:00 | 22753.0066 | 10
2017-10-19 07:00 | 25179.8992 | 10
2017-10-19 08:00 | 26427.6928 | 10
2017-10-19 09:00 | 26670.618 | 10
2017-10-19 10:00 | 26977.1095 | 10
2017-10-19 11:00 | 27208.2268 | 10
2017-10-19 12:00 | 27325.8167 | 10
2017-10-19 13:00 | 27533.8145 | 10
2017-10-19 14:00 | 27839.3509 | 10
2017-10-19 15:00 | 28162.6597 | 10
2017-10-19 16:00 | 28392.0642 | 10
2017-10-19 17:00 | 28545.3597 | 10
2017-10-19 18:00 | 28923.7946 | 10
2017-10-19 19:00 | 30087.928 | 10
2017-10-19 20:00 | 30285.4308 | 10
2017-10-19 21:00 | 29424.6378 | 10
2017-10-19 22:00 | 28064.7718 | 10
2017-10-19 23:00 | 25924.8176 | 10
2017-10-20 | 24000.3652 | 10
2017-10-20 01:00 | 22598.8469 | 10
2017-10-20 02:00 | 21580.691 | 10
2017-10-20 03:00 | 21015.403 | 10
2017-10-20 04:00 | 20785.131 | 10
2017-10-20 05:00 | 21189.0338 | 10
2017-10-20 06:00 | 22549.008 | 10
2017-10-20 07:00 | 24924.5126 | 10
2017-10-20 08:00 | 26240.2444 | 10
2017-10-20 09:00 | 26591.7381 | 10
2017-10-20 10:00 | 26785.5483 | 10
2017-10-20 11:00 | 26846.6178 | 10
2017-10-20 12:00 | 26628.7761 | 10
2017-10-20 13:00 | 26215.8749 | 10
2017-10-20 14:00 | 26110.7624 | 10
2017-10-20 15:00 | 25873.6481 | 10
2017-10-20 16:00 | 25827.6792 | 10
2017-10-20 17:00 | 26202.2472 | 10
2017-10-20 18:00 | 26684.8835 | 10
2017-10-20 19:00 | 27948.7785 | 10
2017-10-20 20:00 | 28261.9392 | 10
2017-10-20 21:00 | 27534.7786 | 10
2017-10-20 22:00 | 26524.8184 | 10
2017-10-20 23:00 | 24786.6739 | 10
2017-10-21 | 22981.2774 | 10
2017-10-21 01:00 | 21676.8412 | 10
2017-10-21 02:00 | 20807.1593 | 10
2017-10-21 03:00 | 20299.9093 | 10
2017-10-21 04:00 | 19962.6535 | 10
2017-10-21 05:00 | 20020.143 | 10
2017-10-21 06:00 | 20579.0735 | 10
2017-10-21 07:00 | 21518.0325 | 10
2017-10-21 08:00 | 21920.0424 | 10
2017-10-21 09:00 | 22350.2418 | 10
2017-10-21 10:00 | 22397.9595 | 10
2017-10-21 11:00 | 22441.9476 | 10
2017-10-21 12:00 | 22137.7959 | 10
2017-10-21 13:00 | 21991.1972 | 10
2017-10-21 14:00 | 21906.5748 | 10
2017-10-21 15:00 | 22397.6822 | 10
2017-10-21 16:00 | 23125.1538 | 10
2017-10-21 17:00 | 24113.798 | 10
2017-10-21 18:00 | 25160.7961 | 10
2017-10-21 19:00 | 26590.0483 | 10
2017-10-21 20:00 | 26974.4877 | 10
2017-10-21 21:00 | 26341.4969 | 10
2017-10-21 22:00 | 25324.7615 | 10
2017-10-21 23:00 | 23911.7595 | 10
2017-10-22 | 22335.7802 | 10
2017-10-22 01:00 | 21093.5429 | 10
2017-10-22 02:00 | 20216.3287 | 10
2017-10-22 03:00 | 19676.8001 | 10
2017-10-22 04:00 | 19359.8223 | 10
2017-10-22 05:00 | 19355.6585 | 10
2017-10-22 06:00 | 19685.0331 | 10
2017-10-22 07:00 | 20223.5738 | 10
2017-10-22 08:00 | 20491.4585 | 10
2017-10-22 09:00 | 20868.8604 | 10
2017-10-22 10:00 | 21140.4251 | 10
2017-10-22 11:00 | 21294.2176 | 10
2017-10-22 12:00 | 21481.4157 | 10
2017-10-22 13:00 | 21720.2499 | 10
2017-10-22 14:00 | 22498.8248 | 10
2017-10-22 15:00 | 23707.8533 | 10
2017-10-22 16:00 | 25112.1329 | 10
2017-10-22 17:00 | 26578.0106 | 10
2017-10-22 18:00 | 27773.7141 | 10
2017-10-22 19:00 | 28930.843 | 10
2017-10-22 20:00 | 29027.7986 | 10
2017-10-22 21:00 | 27978.0219 | 10
2017-10-22 22:00 | 26472.7502 | 10
2017-10-22 23:00 | 24409.3212 | 10
2017-10-23 | 22603.7641 | 10
2017-10-23 01:00 | 21433.4893 | 10
2017-10-23 02:00 | 20790.5221 | 10
2017-10-23 03:00 | 20371.8133 | 10
2017-10-23 04:00 | 20254.365 | 10
2017-10-23 05:00 | 20603.8392 | 10
2017-10-23 06:00 | 22033.4785 | 10
2017-10-23 07:00 | 24635.5915 | 10
2017-10-23 08:00 | 26132.0046 | 10
2017-10-23 09:00 | 26690.5508 | 10
2017-10-23 10:00 | 27383.0232 | 10
2017-10-23 11:00 | 28216.6974 | 10
2017-10-23 12:00 | 29204.892 | 10
2017-10-23 13:00 | 30400.5772 | 10
2017-10-23 14:00 | 32013.5899 | 10
2017-10-23 15:00 | 33592.2515 | 10
2017-10-23 16:00 | 35196.5955 | 10
2017-10-23 17:00 | 36090.5298 | 10
2017-10-23 18:00 | 36229.18 | 10
2017-10-23 19:00 | 36189.806 | 10
2017-10-23 20:00 | 35572.807 | 10
2017-10-23 21:00 | 33732.9285 | 10
2017-10-23 22:00 | 31490.3427 | 10
2017-10-23 23:00 | 28600.9396 | 10
2017-10-24 | 26105.3764 | 10
2017-10-24 01:00 | 24379.6392 | 10
2017-10-24 02:00 | 23226.4165 | 10
2017-10-24 03:00 | 22664.0987 | 10
2017-10-24 04:00 | 22530.8298 | 10
2017-10-24 05:00 | 22950.4014 | 10
2017-10-24 06:00 | 24189.4885 | 10
2017-10-24 07:00 | 26836.1782 | 10
2017-10-24 08:00 | 28191.4261 | 10
2017-10-24 09:00 | 28970.0781 | 10
2017-10-24 10:00 | 29997.6477 | 10
2017-10-24 11:00 | 31258.1081 | 10
2017-10-24 12:00 | 32511.2267 | 10
2017-10-24 13:00 | 33893.6406 | 10
2017-10-24 14:00 | 35633.5708 | 10
2017-10-24 15:00 | 37259.8571 | 10
2017-10-24 16:00 | 38441.1496 | 10
2017-10-24 17:00 | 39247.3216 | 10
2017-10-24 18:00 | 39119.7192 | 10
2017-10-24 19:00 | 38746.2324 | 10
2017-10-24 20:00 | 37759.5092 | 10
2017-10-24 21:00 | 35723.5749 | 10
2017-10-24 22:00 | 33270.5617 | 10
2017-10-24 23:00 | 30061.8622 | 10
2017-10-25 | 27464.2727 | 10
2017-10-25 01:00 | 25489.0907 | 10
2017-10-25 02:00 | 24135.8833 | 10
2017-10-25 03:00 | 23396.7933 | 10
2017-10-25 04:00 | 22896.4561 | 10
2017-10-25 05:00 | 23088.0702 | 10
2017-10-25 06:00 | 24115.0261 | 10
2017-10-25 07:00 | 26475.8119 | 10
2017-10-25 08:00 | 27702.7469 | 10
2017-10-25 09:00 | 28176.7897 | 10
2017-10-25 10:00 | 29011.756 | 10
2017-10-25 11:00 | 30152.1931 | 10
2017-10-25 12:00 | 31468.2247 | 10
2017-10-25 13:00 | 32868.6454 | 10
2017-10-25 14:00 | 34743.4566 | 10
2017-10-25 15:00 | 36254.6452 | 10
2017-10-25 16:00 | 37557.7696 | 10
2017-10-25 17:00 | 38230.3546 | 10
2017-10-25 18:00 | 37697.7075 | 10
2017-10-25 19:00 | 37113.2888 | 10
2017-10-25 20:00 | 35997.0349 | 10
2017-10-25 21:00 | 33897.8279 | 10
2017-10-25 22:00 | 31513.7987 | 10
2017-10-25 23:00 | 28526.4854 | 10
2017-10-26 | 25958.9278 | 10
2017-10-26 01:00 | 23994.2734 | 10
2017-10-26 02:00 | 22799.9974 | 10
2017-10-26 03:00 | 21991.0316 | 10
2017-10-26 04:00 | 21600.1236 | 10
2017-10-26 05:00 | 21863.1059 | 10
2017-10-26 06:00 | 23002.781 | 10
2017-10-26 07:00 | 25371.3154 | 10
2017-10-26 08:00 | 26600.0998 | 10
2017-10-26 09:00 | 27053.8334 | 10
2017-10-26 10:00 | 27649.2851 | 10
2017-10-26 11:00 | 28356.6837 | 10
2017-10-26 12:00 | 29162.9533 | 10
2017-10-26 13:00 | 30035.6424 | 10
2017-10-26 14:00 | 31559.0077 | 10
2017-10-26 15:00 | 32908.1002 | 10
2017-10-26 16:00 | 34188.9859 | 10
2017-10-26 17:00 | 34922.8345 | 10
2017-10-26 18:00 | 34552.8441 | 10
2017-10-26 19:00 | 34278.0794 | 10
2017-10-26 20:00 | 33546.7448 | 10
2017-10-26 21:00 | 31915.5932 | 10
2017-10-26 22:00 | 29871.7695 | 10
2017-10-26 23:00 | 27187.9895 | 10
2017-10-27 | 24925.5817 | 10
2017-10-27 01:00 | 23379.2821 | 10
2017-10-27 02:00 | 22208.3717 | 10
2017-10-27 03:00 | 21476.8434 | 10
2017-10-27 04:00 | 21201.8421 | 10
2017-10-27 05:00 | 21500.2742 | 10
2017-10-27 06:00 | 22758.7647 | 10
2017-10-27 07:00 | 25011.6813 | 10
2017-10-27 08:00 | 26221.4466 | 10
2017-10-27 09:00 | 26399.8955 | 10
2017-10-27 10:00 | 26863.6429 | 10
2017-10-27 11:00 | 27376.0348 | 10
2017-10-27 12:00 | 27913.7989 | 10
2017-10-27 13:00 | 28635.2078 | 10
2017-10-27 14:00 | 29627.16 | 10
2017-10-27 15:00 | 30833.7856 | 10
2017-10-27 16:00 | 31975.192 | 10
2017-10-27 17:00 | 32777.9668 | 10
2017-10-27 18:00 | 32537.0592 | 10
2017-10-27 19:00 | 32369.0985 | 10
2017-10-27 20:00 | 31569.2135 | 10
2017-10-27 21:00 | 30162.3554 | 10
2017-10-27 22:00 | 28573.8022 | 10
2017-10-27 23:00 | 26532.7238 | 10
2017-10-28 | 24481.4388 | 10
2017-10-28 01:00 | 22933.6398 | 10
2017-10-28 02:00 | 21754.0336 | 10
2017-10-28 03:00 | 21025.1053 | 10
2017-10-28 04:00 | 20611.0829 | 10
2017-10-28 05:00 | 20615.3893 | 10
2017-10-28 06:00 | 21058.0252 | 10
2017-10-28 07:00 | 21902.8826 | 10
2017-10-28 08:00 | 22460.862 | 10
2017-10-28 09:00 | 22875.9761 | 10
2017-10-28 10:00 | 23094.0659 | 10
2017-10-28 11:00 | 23178.7757 | 10
2017-10-28 12:00 | 23364.5078 | 10
2017-10-28 13:00 | 23896.7266 | 10
2017-10-28 14:00 | 24686.6322 | 10
2017-10-28 15:00 | 25731.8594 | 10
2017-10-28 16:00 | 26950.7194 | 10
2017-10-28 17:00 | 27941.4605 | 10
2017-10-28 18:00 | 28443.5521 | 10
2017-10-28 19:00 | 29098.39 | 10
2017-10-28 20:00 | 28632.0258 | 10
2017-10-28 21:00 | 27502.6524 | 10
2017-10-28 22:00 | 26188.8243 | 10
2017-10-28 23:00 | 24529.9872 | 10
2017-10-29 | 22844.4061 | 10
2017-10-29 01:00 | 21616.2261 | 10
2017-10-29 02:00 | 20653.4783 | 10
2017-10-29 03:00 | 20031.4634 | 10
2017-10-29 04:00 | 19603.9222 | 10
2017-10-29 05:00 | 19520.7972 | 10
2017-10-29 06:00 | 19634.2857 | 10
2017-10-29 07:00 | 20047.7394 | 10
2017-10-29 08:00 | 20530.4273 | 10
2017-10-29 09:00 | 20930.4982 | 10
2017-10-29 10:00 | 21291.2674 | 10
2017-10-29 11:00 | 21344.5148 | 10
2017-10-29 12:00 | 21277.5248 | 10
2017-10-29 13:00 | 21426.9794 | 10
2017-10-29 14:00 | 21957.8628 | 10
2017-10-29 15:00 | 22647.3248 | 10
2017-10-29 16:00 | 23562.5074 | 10
2017-10-29 17:00 | 24537.3455 | 10
2017-10-29 18:00 | 25621.759 | 10
2017-10-29 19:00 | 27232.6492 | 10
2017-10-29 20:00 | 27360.5727 | 10
2017-10-29 21:00 | 26544.78 | 10
2017-10-29 22:00 | 25249.5774 | 10
2017-10-29 23:00 | 23682.0907 | 10
2017-10-30 | 21916.8104 | 10
2017-10-30 01:00 | 20748.528 | 10
2017-10-30 02:00 | 19962.7827 | 10
2017-10-30 03:00 | 19656.8216 | 10
2017-10-30 04:00 | 19501.8308 | 10
2017-10-30 05:00 | 20094.1608 | 10
2017-10-30 06:00 | 21612.0189 | 10
2017-10-30 07:00 | 24080.383 | 10
2017-10-30 08:00 | 25756.5606 | 10
2017-10-30 09:00 | 26157.3126 | 10
2017-10-30 10:00 | 26593.7483 | 10
2017-10-30 11:00 | 26545.3246 | 10
2017-10-30 12:00 | 26284.2794 | 10
2017-10-30 13:00 | 25824.3426 | 10
2017-10-30 14:00 | 25791.0987 | 10
2017-10-30 15:00 | 25730.7068 | 10
2017-10-30 16:00 | 25825.3633 | 10
2017-10-30 17:00 | 26304.9446 | 10
2017-10-30 18:00 | 27240.2232 | 10
2017-10-30 19:00 | 28827.0623 | 10
2017-10-30 20:00 | 28808.0719 | 10
2017-10-30 21:00 | 27936.8556 | 10
2017-10-30 22:00 | 26559.3986 | 10
2017-10-30 23:00 | 24375.9475 | 10
2017-10-31 | 22607.7789 | 10
2017-10-31 01:00 | 21409.6231 | 10
2017-10-31 02:00 | 20637.7493 | 10
2017-10-31 03:00 | 20147.3721 | 10
2017-10-31 04:00 | 20049.0247 | 10
2017-10-31 05:00 | 20411.0858 | 10
2017-10-31 06:00 | 21898.6192 | 10
2017-10-31 07:00 | 24447.317 | 10
2017-10-31 08:00 | 26186.2028 | 10
2017-10-31 09:00 | 26288.8495 | 10
2017-10-31 10:00 | 26301.6285 | 10
2017-10-31 11:00 | 26126.9889 | 10
2017-10-31 12:00 | 25887.1452 | 10
2017-10-31 13:00 | 25635.4467 | 10
2017-10-31 14:00 | 25593.7532 | 10
2017-10-31 15:00 | 25439.8249 | 10
2017-10-31 16:00 | 25530.0463 | 10
2017-10-31 17:00 | 26040.0453 | 10
2017-10-31 18:00 | 26672.2629 | 10
2017-10-31 19:00 | 27595.7364 | 10
2017-10-31 20:00 | 27211.4198 | 10
2017-10-31 21:00 | 26657.512 | 10
2017-10-31 22:00 | 25899.287 | 10
2017-10-31 23:00 | 24151.6699 | 10
2017-11-01 | 22472.1623 | 11
2017-11-01 01:00 | 21210.9657 | 11
2017-11-01 02:00 | 20501.5506 | 11
2017-11-01 03:00 | 20033.5727 | 11
2017-11-01 04:00 | 19884.0383 | 11
2017-11-01 05:00 | 20439.8185 | 11
2017-11-01 06:00 | 21825.1828 | 11
2017-11-01 07:00 | 24241.5419 | 11
2017-11-01 08:00 | 25897.8301 | 11
2017-11-01 09:00 | 25934.5248 | 11
2017-11-01 10:00 | 25822.5255 | 11
2017-11-01 11:00 | 25617.6759 | 11
2017-11-01 12:00 | 25436.0181 | 11
2017-11-01 13:00 | 25121.724 | 11
2017-11-01 14:00 | 25191.216 | 11
2017-11-01 15:00 | 25468.2474 | 11
2017-11-01 16:00 | 25744.304 | 11
2017-11-01 17:00 | 26297.2581 | 11
2017-11-01 18:00 | 27115.914 | 11
2017-11-01 19:00 | 28612.4903 | 11
2017-11-01 20:00 | 28595.1859 | 11
2017-11-01 21:00 | 27766.3933 | 11
2017-11-01 22:00 | 26355.3379 | 11
2017-11-01 23:00 | 24349.5977 | 11
2017-11-02 | 22571.6072 | 11
2017-11-02 01:00 | 21293.4058 | 11
2017-11-02 02:00 | 20589.2118 | 11
2017-11-02 03:00 | 20210.9045 | 11
2017-11-02 04:00 | 20042.3384 | 11
2017-11-02 05:00 | 20596.9471 | 11
2017-11-02 06:00 | 21919.5686 | 11
2017-11-02 07:00 | 24408.5019 | 11
2017-11-02 08:00 | 26196.24 | 11
2017-11-02 09:00 | 26334.2044 | 11
2017-11-02 10:00 | 26512.0599 | 11
2017-11-02 11:00 | 26430.0542 | 11
2017-11-02 12:00 | 26122.263 | 11
2017-11-02 13:00 | 25938.8336 | 11
2017-11-02 14:00 | 25985.7672 | 11
2017-11-02 15:00 | 25873.6574 | 11
2017-11-02 16:00 | 25862.0135 | 11
2017-11-02 17:00 | 26034.5359 | 11
2017-11-02 18:00 | 26750.349 | 11
2017-11-02 19:00 | 28351.3831 | 11
2017-11-02 20:00 | 28281.3897 | 11
2017-11-02 21:00 | 27479.657 | 11
2017-11-02 22:00 | 26053.4124 | 11
2017-11-02 23:00 | 24132.0174 | 11
2017-11-03 | 22331.141 | 11
2017-11-03 01:00 | 21161.4752 | 11
2017-11-03 02:00 | 20358.2222 | 11
2017-11-03 03:00 | 19841.0875 | 11
2017-11-03 04:00 | 19711.8774 | 11
2017-11-03 05:00 | 20167.6264 | 11
2017-11-03 06:00 | 21449.4481 | 11
2017-11-03 07:00 | 23848.6325 | 11
2017-11-03 08:00 | 25583.1406 | 11
2017-11-03 09:00 | 25591.022 | 11
2017-11-03 10:00 | 25394.2111 | 11
2017-11-03 11:00 | 25198.849 | 11
2017-11-03 12:00 | 25193.7944 | 11
2017-11-03 13:00 | 25087.0297 | 11
2017-11-03 14:00 | 25418.7833 | 11
2017-11-03 15:00 | 25456.8608 | 11
2017-11-03 16:00 | 25597.9535 | 11
2017-11-03 17:00 | 25879.5321 | 11
2017-11-03 18:00 | 26443.5125 | 11
2017-11-03 19:00 | 27730.6795 | 11
2017-11-03 20:00 | 27396.1255 | 11
2017-11-03 21:00 | 26586.3486 | 11
2017-11-03 22:00 | 25489.247 | 11
2017-11-03 23:00 | 24082.8633 | 11
2017-11-04 | 22568.7285 | 11
2017-11-04 01:00 | 21246.0027 | 11
2017-11-04 02:00 | 20437.1069 | 11
2017-11-04 03:00 | 19831.2199 | 11
2017-11-04 04:00 | 19520.6588 | 11
2017-11-04 05:00 | 19542.9427 | 11
2017-11-04 06:00 | 20063.3742 | 11
2017-11-04 07:00 | 21045.4896 | 11
2017-11-04 08:00 | 21904.8815 | 11
2017-11-04 09:00 | 22477.5488 | 11
2017-11-04 10:00 | 22844.4695 | 11
2017-11-04 11:00 | 22918.9799 | 11
2017-11-04 12:00 | 22975.2239 | 11
2017-11-04 13:00 | 22641.895 | 11
2017-11-04 14:00 | 22426.3856 | 11
2017-11-04 15:00 | 22272.4139 | 11
2017-11-04 16:00 | 22591.0297 | 11
2017-11-04 17:00 | 23252.8308 | 11
2017-11-04 18:00 | 24314.5786 | 11
2017-11-04 19:00 | 26107.8458 | 11
2017-11-04 20:00 | 26123.3791 | 11
2017-11-04 21:00 | 25512.5812 | 11
2017-11-04 22:00 | 24554.6027 | 11
2017-11-04 23:00 | 23236.4688 | 11
2017-11-05 | 21747.6192 | 11
2017-11-05 01:00 | 20527.18 | 11
2017-11-05 02:00 | Resize to show all values | 11
2017-11-05 03:00 | 18877.7163 | 11
2017-11-05 04:00 | 18771.1738 | 11
2017-11-05 05:00 | 18912.42 | 11
2017-11-05 06:00 | 19415.0982 | 11
2017-11-05 07:00 | 19954.8265 | 11
2017-11-05 08:00 | 20612.1736 | 11
2017-11-05 09:00 | 21080.2337 | 11
2017-11-05 10:00 | 21128.6144 | 11
2017-11-05 11:00 | 20931.8131 | 11
2017-11-05 12:00 | 20890.7746 | 11
2017-11-05 13:00 | 20714.3998 | 11
2017-11-05 14:00 | 20962.3715 | 11
2017-11-05 15:00 | 21325.3645 | 11
2017-11-05 16:00 | 22195.5958 | 11
2017-11-05 17:00 | 23711.9461 | 11
2017-11-05 18:00 | 26185.2 | 11
2017-11-05 19:00 | 26598.6335 | 11
2017-11-05 20:00 | 26078.091 | 11
2017-11-05 21:00 | 25339.9903 | 11
2017-11-05 22:00 | 23901.1266 | 11
2017-11-05 23:00 | 22201.4411 | 11
2017-11-06 | 20736.0324 | 11
2017-11-06 01:00 | 19774.0958 | 11
2017-11-06 02:00 | 19219.5993 | 11
2017-11-06 03:00 | 19006.4967 | 11
2017-11-06 04:00 | 19024.839 | 11
2017-11-06 05:00 | 19816.5864 | 11
2017-11-06 06:00 | 21470.8354 | 11
2017-11-06 07:00 | 23796.1739 | 11
2017-11-06 08:00 | 24871.2191 | 11
2017-11-06 09:00 | 24886.1703 | 11
2017-11-06 10:00 | 24407.6033 | 11
2017-11-06 11:00 | 24405.9475 | 11
2017-11-06 12:00 | 24853.1215 | 11
2017-11-06 13:00 | 24865.8241 | 11
2017-11-06 14:00 | 25193.455 | 11
2017-11-06 15:00 | 25486.5901 | 11
2017-11-06 16:00 | 26238.1048 | 11
2017-11-06 17:00 | 27130.7815 | 11
2017-11-06 18:00 | 29006.0436 | 11
2017-11-06 19:00 | 29133.4018 | 11
2017-11-06 20:00 | 28478.9501 | 11
2017-11-06 21:00 | 27417.3505 | 11
2017-11-06 22:00 | 25846.0036 | 11
2017-11-06 23:00 | 23779.1879 | 11
2017-11-07 | 22074.2366 | 11
2017-11-07 01:00 | 21028.4324 | 11
2017-11-07 02:00 | 20329.2574 | 11
2017-11-07 03:00 | 19898.7388 | 11
2017-11-07 04:00 | 19907.6097 | 11
2017-11-07 05:00 | 20489.691 | 11
2017-11-07 06:00 | 22163.8885 | 11
2017-11-07 07:00 | 24385.5265 | 11
2017-11-07 08:00 | 25416.5505 | 11
2017-11-07 09:00 | 25205.4556 | 11
2017-11-07 10:00 | 25016.2334 | 11
2017-11-07 11:00 | 24930.6773 | 11
2017-11-07 12:00 | 25090.1306 | 11
2017-11-07 13:00 | 25244.8559 | 11
2017-11-07 14:00 | 25785.1033 | 11
2017-11-07 15:00 | 25920.3298 | 11
2017-11-07 16:00 | 26486.5931 | 11
2017-11-07 17:00 | 27362.4839 | 11
2017-11-07 18:00 | 29149.9997 | 11
2017-11-07 19:00 | 29018.9455 | 11
2017-11-07 20:00 | 28487.839 | 11
2017-11-07 21:00 | 27553.2591 | 11
2017-11-07 22:00 | 25937.8873 | 11
2017-11-07 23:00 | 23954.8461 | 11
2017-11-08 | 22179.3867 | 11
2017-11-08 01:00 | 21135.1996 | 11
2017-11-08 02:00 | 20427.393 | 11
2017-11-08 03:00 | 20029.9255 | 11
2017-11-08 04:00 | 20002.5381 | 11
2017-11-08 05:00 | 20537.4616 | 11
2017-11-08 06:00 | 22039.7618 | 11
2017-11-08 07:00 | 24252.8463 | 11
2017-11-08 08:00 | 25124.5567 | 11
2017-11-08 09:00 | 25274.8718 | 11
2017-11-08 10:00 | 25569.9964 | 11
2017-11-08 11:00 | 26020.8566 | 11
2017-11-08 12:00 | 26894.0473 | 11
2017-11-08 13:00 | 27194.2621 | 11
2017-11-08 14:00 | 27479.8391 | 11
2017-11-08 15:00 | 27356.3501 | 11
2017-11-08 16:00 | 27501.1421 | 11
2017-11-08 17:00 | 28132.9683 | 11
2017-11-08 18:00 | 29904.4477 | 11
2017-11-08 19:00 | 29750.5057 | 11
2017-11-08 20:00 | 29044.3575 | 11
2017-11-08 21:00 | 28021.3475 | 11
2017-11-08 22:00 | 26487.3876 | 11
2017-11-08 23:00 | 24488.1237 | 11
2017-11-09 | 22684.7536 | 11
2017-11-09 01:00 | 21594.5371 | 11
2017-11-09 02:00 | 20908.3579 | 11
2017-11-09 03:00 | 20624.2265 | 11
2017-11-09 04:00 | 20466.7146 | 11
2017-11-09 05:00 | 20934.6977 | 11
2017-11-09 06:00 | 22145.2711 | 11
2017-11-09 07:00 | 24344.8649 | 11
2017-11-09 08:00 | 25370.1969 | 11
2017-11-09 09:00 | 25675.3092 | 11
2017-11-09 10:00 | 25868.166 | 11
2017-11-09 11:00 | 25811.3114 | 11
2017-11-09 12:00 | 25683.2428 | 11
2017-11-09 13:00 | 25818.4166 | 11
2017-11-09 14:00 | 26109.4985 | 11
2017-11-09 15:00 | 26469.2093 | 11
2017-11-09 16:00 | 26918.3712 | 11
2017-11-09 17:00 | 27581.4253 | 11
2017-11-09 18:00 | 29309.0382 | 11
2017-11-09 19:00 | 29141.9845 | 11
2017-11-09 20:00 | 28402.5117 | 11
2017-11-09 21:00 | 27558.9715 | 11
2017-11-09 22:00 | 26127.4321 | 11
2017-11-09 23:00 | 24267.5833 | 11
2017-11-10 | 22529.9943 | 11
2017-11-10 01:00 | 21343.4563 | 11
2017-11-10 02:00 | 20523.2581 | 11
2017-11-10 03:00 | 20071.948 | 11
2017-11-10 04:00 | 19852.7691 | 11
2017-11-10 05:00 | 20319.9554 | 11
2017-11-10 06:00 | 21624.7142 | 11
2017-11-10 07:00 | 23206.5878 | 11
2017-11-10 08:00 | 24200.4369 | 11
2017-11-10 09:00 | 24952.6256 | 11
2017-11-10 10:00 | 25085.033 | 11
2017-11-10 11:00 | 25014.9561 | 11
2017-11-10 12:00 | 24950.5774 | 11
2017-11-10 13:00 | 24913.7833 | 11
2017-11-10 14:00 | 25081.3511 | 11
2017-11-10 15:00 | 25459.7822 | 11
2017-11-10 16:00 | 25862.2208 | 11
2017-11-10 17:00 | 26620.2951 | 11
2017-11-10 18:00 | 28482.9082 | 11
2017-11-10 19:00 | 28222.9714 | 11
2017-11-10 20:00 | 27332.6549 | 11
2017-11-10 21:00 | 26457.9415 | 11
2017-11-10 22:00 | 25309.55 | 11
2017-11-10 23:00 | 23814.8125 | 11
2017-11-11 | 22139.0957 | 11
2017-11-11 01:00 | 20886.768 | 11
2017-11-11 02:00 | 20056.9893 | 11
2017-11-11 03:00 | 19518.324 | 11
2017-11-11 04:00 | 19213.4812 | 11
2017-11-11 05:00 | 19322.8709 | 11
2017-11-11 06:00 | 19878.333 | 11
2017-11-11 07:00 | 20615.6834 | 11
2017-11-11 08:00 | 21095.9403 | 11
2017-11-11 09:00 | 21539.6275 | 11
2017-11-11 10:00 | 21747.6964 | 11
2017-11-11 11:00 | 21657.3195 | 11
2017-11-11 12:00 | 21486.5253 | 11
2017-11-11 13:00 | 21525.5589 | 11
2017-11-11 14:00 | 21735.3562 | 11
2017-11-11 15:00 | 22137.4674 | 11
2017-11-11 16:00 | 23021.2213 | 11
2017-11-11 17:00 | 24232.1558 | 11
2017-11-11 18:00 | 26303.3529 | 11
2017-11-11 19:00 | 26319.3166 | 11
2017-11-11 20:00 | 25724.9839 | 11
2017-11-11 21:00 | 25076.4149 | 11
2017-11-11 22:00 | 24173.043 | 11
2017-11-11 23:00 | 22767.6894 | 11
2017-11-12 | 21337.0781 | 11
2017-11-12 01:00 | 20352.4793 | 11
2017-11-12 02:00 | 19623.9731 | 11
2017-11-12 03:00 | 19198.9744 | 11
2017-11-12 04:00 | 18991.7697 | 11
2017-11-12 05:00 | 18936.5572 | 11
2017-11-12 06:00 | 19325.7999 | 11
2017-11-12 07:00 | 19785.0206 | 11
2017-11-12 08:00 | 20170.855 | 11
2017-11-12 09:00 | 20856.218 | 11
2017-11-12 10:00 | 21120.8652 | 11
2017-11-12 11:00 | 21297.9089 | 11
2017-11-12 12:00 | 21365.1538 | 11
2017-11-12 13:00 | 21493.1695 | 11
2017-11-12 14:00 | 21734.3148 | 11
2017-11-12 15:00 | 22077.8776 | 11
2017-11-12 16:00 | 22708.7835 | 11
2017-11-12 17:00 | 24225.5413 | 11
2017-11-12 18:00 | 26435.1067 | 11
2017-11-12 19:00 | 26594.1435 | 11
2017-11-12 20:00 | 26139.9061 | 11
2017-11-12 21:00 | 25281.9006 | 11
2017-11-12 22:00 | 24000.3249 | 11
2017-11-12 23:00 | 22355.3203 | 11
2017-11-13 | 20805.8794 | 11
2017-11-13 01:00 | 19865.5209 | 11
2017-11-13 02:00 | 19240.908 | 11
2017-11-13 03:00 | 18947.0307 | 11
2017-11-13 04:00 | 19068.8261 | 11
2017-11-13 05:00 | 19770.8229 | 11
2017-11-13 06:00 | 21295.3984 | 11
2017-11-13 07:00 | 23650.5156 | 11
2017-11-13 08:00 | 24749.4876 | 11
2017-11-13 09:00 | 24898.0541 | 11
2017-11-13 10:00 | 25377.936 | 11
2017-11-13 11:00 | 25337.2164 | 11
2017-11-13 12:00 | 25124.4327 | 11
2017-11-13 13:00 | 25445.0941 | 11
2017-11-13 14:00 | 25941.7045 | 11
2017-11-13 15:00 | 26282.97 | 11
2017-11-13 16:00 | 26686.9857 | 11
2017-11-13 17:00 | 27525.369 | 11
2017-11-13 18:00 | 29411.3339 | 11
2017-11-13 19:00 | 29215.8291 | 11
2017-11-13 20:00 | 28552.7099 | 11
2017-11-13 21:00 | 27458.759 | 11
2017-11-13 22:00 | 25974.183 | 11
2017-11-13 23:00 | 23901.3814 | 11
2017-11-14 | 22108.7298 | 11
2017-11-14 01:00 | 21063.0958 | 11
2017-11-14 02:00 | 20430.2133 | 11
2017-11-14 03:00 | 19976.0945 | 11
2017-11-14 04:00 | 19796.7338 | 11
2017-11-14 05:00 | 20238.0837 | 11
2017-11-14 06:00 | 21725.8121 | 11
2017-11-14 07:00 | 23906.2237 | 11
2017-11-14 08:00 | 24911.9307 | 11
2017-11-14 09:00 | 24774.2552 | 11
2017-11-14 10:00 | 24814.5648 | 11
2017-11-14 11:00 | 24950.9376 | 11
2017-11-14 12:00 | 25038.0551 | 11
2017-11-14 13:00 | 25360.6768 | 11
2017-11-14 14:00 | 25892.3478 | 11
2017-11-14 15:00 | 26139.5872 | 11
2017-11-14 16:00 | 26646.8368 | 11
2017-11-14 17:00 | 27298.0433 | 11
2017-11-14 18:00 | 29239.3938 | 11
2017-11-14 19:00 | 29044.2081 | 11
2017-11-14 20:00 | 28328.6286 | 11
2017-11-14 21:00 | 27322.6519 | 11
2017-11-14 22:00 | 25870.3865 | 11
2017-11-14 23:00 | 23840.2108 | 11
2017-11-15 | 22152.4371 | 11
2017-11-15 01:00 | 21227.7511 | 11
2017-11-15 02:00 | 20510.5889 | 11
2017-11-15 03:00 | 19970.3213 | 11
2017-11-15 04:00 | 19784.8369 | 11
2017-11-15 05:00 | 20379.0321 | 11
2017-11-15 06:00 | 21843.6308 | 11
2017-11-15 07:00 | 24135.1498 | 11
2017-11-15 08:00 | 25434.2137 | 11
2017-11-15 09:00 | 25925.5616 | 11
2017-11-15 10:00 | 26031.5888 | 11
2017-11-15 11:00 | 26343.4886 | 11
2017-11-15 12:00 | 26285.9617 | 11
2017-11-15 13:00 | 26383.4668 | 11
2017-11-15 14:00 | 26568.5049 | 11
2017-11-15 15:00 | 27160.1353 | 11
2017-11-15 16:00 | 27338.0439 | 11
2017-11-15 17:00 | 27975.259 | 11
2017-11-15 18:00 | 29796.9594 | 11
2017-11-15 19:00 | 29517.3618 | 11
2017-11-15 20:00 | 28714.784 | 11
2017-11-15 21:00 | 27700.8337 | 11
2017-11-15 22:00 | 26264.6771 | 11
2017-11-15 23:00 | 24286.7353 | 11
2017-11-16 | 22637.6817 | 11
2017-11-16 01:00 | 21586.1787 | 11
2017-11-16 02:00 | 21078.0586 | 11
2017-11-16 03:00 | 20532.4778 | 11
2017-11-16 04:00 | 20157.8064 | 11
2017-11-16 05:00 | 20637.603 | 11
2017-11-16 06:00 | 22035.1125 | 11
2017-11-16 07:00 | 24256.7638 | 11
2017-11-16 08:00 | 25395.6166 | 11
2017-11-16 09:00 | 25973.2851 | 11
2017-11-16 10:00 | 26405.4197 | 11
2017-11-16 11:00 | 26646.344 | 11
2017-11-16 12:00 | 27199.2726 | 11
2017-11-16 13:00 | 27563.712 | 11
2017-11-16 14:00 | 27644.5536 | 11
2017-11-16 15:00 | 27509.4102 | 11
2017-11-16 16:00 | 27486.7437 | 11
2017-11-16 17:00 | 28237.2392 | 11
2017-11-16 18:00 | 29619.7264 | 11
2017-11-16 19:00 | 29247.509 | 11
2017-11-16 20:00 | 28611.3357 | 11
2017-11-16 21:00 | 27744.8788 | 11
2017-11-16 22:00 | 26300.3571 | 11
2017-11-16 23:00 | 24352.3458 | 11
2017-11-17 | 22734.4989 | 11
2017-11-17 01:00 | 22021.1959 | 11
2017-11-17 02:00 | 21427.3782 | 11
2017-11-17 03:00 | 20934.648 | 11
2017-11-17 04:00 | 20735.7286 | 11
2017-11-17 05:00 | 21214.358 | 11
2017-11-17 06:00 | 22420.0769 | 11
2017-11-17 07:00 | 24177.7984 | 11
2017-11-17 08:00 | 25505.362 | 11
2017-11-17 09:00 | 25642.9456 | 11
2017-11-17 10:00 | 25620.8328 | 11
2017-11-17 11:00 | 25688.3023 | 11
2017-11-17 12:00 | 26107.4698 | 11
2017-11-17 13:00 | 26073.4568 | 11
2017-11-17 14:00 | 26316.3031 | 11
2017-11-17 15:00 | 26597.4632 | 11
2017-11-17 16:00 | 26421.8989 | 11
2017-11-17 17:00 | 27077.2227 | 11
2017-11-17 18:00 | 28777.7671 | 11
2017-11-17 19:00 | 28419.9508 | 11
2017-11-17 20:00 | 27694.5535 | 11
2017-11-17 21:00 | 27007.2099 | 11
2017-11-17 22:00 | 25872.1702 | 11
2017-11-17 23:00 | 24391.6959 | 11
2017-11-18 | 22811.1002 | 11
2017-11-18 01:00 | 22119.0668 | 11
2017-11-18 02:00 | 21329.4648 | 11
2017-11-18 03:00 | 20750.9021 | 11
2017-11-18 04:00 | 20464.713 | 11
2017-11-18 05:00 | 20636.019 | 11
2017-11-18 06:00 | 21185.3226 | 11
2017-11-18 07:00 | 21908.4489 | 11
2017-11-18 08:00 | 22573.9194 | 11
2017-11-18 09:00 | 23259.6143 | 11
2017-11-18 10:00 | 22823.1874 | 11
2017-11-18 11:00 | 23010.0604 | 11
2017-11-18 12:00 | 22911.3716 | 11
2017-11-18 13:00 | 22926.5473 | 11
2017-11-18 14:00 | 23149.9136 | 11
2017-11-18 15:00 | 23219.935 | 11
2017-11-18 16:00 | 23495.3094 | 11
2017-11-18 17:00 | 24693.1651 | 11
2017-11-18 18:00 | 26878.2887 | 11
2017-11-18 19:00 | 26751.9162 | 11
2017-11-18 20:00 | 26209.147 | 11
2017-11-18 21:00 | 25610.987 | 11
2017-11-18 22:00 | 24621.7753 | 11
2017-11-18 23:00 | 23224.9907 | 11
2017-11-19 | 21918.3723 | 11
2017-11-19 01:00 | 21177.4165 | 11
2017-11-19 02:00 | 20416.5225 | 11
2017-11-19 03:00 | 19956.8308 | 11
2017-11-19 04:00 | 19668.2012 | 11
2017-11-19 05:00 | 19734.5219 | 11
2017-11-19 06:00 | 20213.9715 | 11
2017-11-19 07:00 | 20650.9482 | 11
2017-11-19 08:00 | 20971.4675 | 11
2017-11-19 09:00 | 21777.7196 | 11
2017-11-19 10:00 | 21533.2344 | 11
2017-11-19 11:00 | 21381.179 | 11
2017-11-19 12:00 | 21597.5364 | 11
2017-11-19 13:00 | 21366.6156 | 11
2017-11-19 14:00 | 21879.1669 | 11
2017-11-19 15:00 | 22164.3315 | 11
2017-11-19 16:00 | 22531.7145 | 11
2017-11-19 17:00 | 24192.294 | 11
2017-11-19 18:00 | 26694.8148 | 11
2017-11-19 19:00 | 26733.3331 | 11
2017-11-19 20:00 | 26270.9597 | 11
2017-11-19 21:00 | 25503.4284 | 11
2017-11-19 22:00 | 24435.6409 | 11
2017-11-19 23:00 | 22906.2503 | 11
2017-11-20 | 21351.5328 | 11
2017-11-20 01:00 | 20648.1929 | 11
2017-11-20 02:00 | 19962.4901 | 11
2017-11-20 03:00 | 19611.0515 | 11
2017-11-20 04:00 | 19588.3707 | 11
2017-11-20 05:00 | 20148.3214 | 11
2017-11-20 06:00 | 21442.9281 | 11
2017-11-20 07:00 | 23483.3001 | 11
2017-11-20 08:00 | 24642.3306 | 11
2017-11-20 09:00 | 25111.0628 | 11
2017-11-20 10:00 | 25622.566 | 11
2017-11-20 11:00 | 25561.9517 | 11
2017-11-20 12:00 | 25672.8407 | 11
2017-11-20 13:00 | 25877.7384 | 11
2017-11-20 14:00 | 26412.0322 | 11
2017-11-20 15:00 | 26626.8968 | 11
2017-11-20 16:00 | 26487.066 | 11
2017-11-20 17:00 | 27488.2464 | 11
2017-11-20 18:00 | 29327.9992 | 11
2017-11-20 19:00 | 29105.4873 | 11
2017-11-20 20:00 | 28312.7195 | 11
2017-11-20 21:00 | 27401.7722 | 11
2017-11-20 22:00 | 25999.5093 | 11
2017-11-20 23:00 | 24079.268 | 11
2017-11-21 | 22413.2157 | 11
2017-11-21 01:00 | 21535.9076 | 11
2017-11-21 02:00 | 20793.0043 | 11
2017-11-21 03:00 | 20328.1275 | 11
2017-11-21 04:00 | 20045.4874 | 11
2017-11-21 05:00 | 20687.7173 | 11
2017-11-21 06:00 | 22098.5841 | 11
2017-11-21 07:00 | 23707.9198 | 11
2017-11-21 08:00 | 24703.4374 | 11
2017-11-21 09:00 | 25456.4345 | 11
2017-11-21 10:00 | 25792.5052 | 11
2017-11-21 11:00 | 25935.3152 | 11
2017-11-21 12:00 | 25773.9472 | 11
2017-11-21 13:00 | 26075.6058 | 11
2017-11-21 14:00 | 26667.1613 | 11
2017-11-21 15:00 | 27222.7519 | 11
2017-11-21 16:00 | 27798.5374 | 11
2017-11-21 17:00 | 28555.585 | 11
2017-11-21 18:00 | 30043.4702 | 11
2017-11-21 19:00 | 29620.4726 | 11
2017-11-21 20:00 | 28800.9437 | 11
2017-11-21 21:00 | 27877.142 | 11
2017-11-21 22:00 | 26604.7539 | 11
2017-11-21 23:00 | 24772.9032 | 11
2017-11-22 | 23008.8469 | 11
2017-11-22 01:00 | 21705.6222 | 11
2017-11-22 02:00 | 20841.1784 | 11
2017-11-22 03:00 | 20334.2914 | 11
2017-11-22 04:00 | 20221.9909 | 11
2017-11-22 05:00 | 20723.5613 | 11
2017-11-22 06:00 | 22012.6218 | 11
2017-11-22 07:00 | 23669.2718 | 11
2017-11-22 08:00 | 24545.473 | 11
2017-11-22 09:00 | 25196.9294 | 11
2017-11-22 10:00 | 25714.7084 | 11
2017-11-22 11:00 | 26340.6186 | 11
2017-11-22 12:00 | 26958.1414 | 11
2017-11-22 13:00 | 27748.4014 | 11
2017-11-22 14:00 | 28590.651 | 11
2017-11-22 15:00 | 29285.2913 | 11
2017-11-22 16:00 | 29855.5797 | 11
2017-11-22 17:00 | 30322.1291 | 11
2017-11-22 18:00 | 31307.6305 | 11
2017-11-22 19:00 | 30451.2644 | 11
2017-11-22 20:00 | 29334.754 | 11
2017-11-22 21:00 | 28170.3658 | 11
2017-11-22 22:00 | 26776.7311 | 11
2017-11-22 23:00 | 24979.121 | 11
2017-11-23 | 23116.4667 | 11
2017-11-23 01:00 | 21969.2074 | 11
2017-11-23 02:00 | 21078.9104 | 11
2017-11-23 03:00 | 20393.473 | 11
2017-11-23 04:00 | 20003.4745 | 11
2017-11-23 05:00 | 19949.5495 | 11
2017-11-23 06:00 | 20302.3233 | 11
2017-11-23 07:00 | 20742.7019 | 11
2017-11-23 08:00 | 21257.4741 | 11
2017-11-23 09:00 | 22002.7561 | 11
2017-11-23 10:00 | 22922.9933 | 11
2017-11-23 11:00 | 23989.5157 | 11
2017-11-23 12:00 | 24950.0085 | 11
2017-11-23 13:00 | 25853.6071 | 11
2017-11-23 14:00 | 26782.3355 | 11
2017-11-23 15:00 | 27033.5597 | 11
2017-11-23 16:00 | 27095.3459 | 11
2017-11-23 17:00 | 26869.8929 | 11
2017-11-23 18:00 | 27037.6242 | 11
2017-11-23 19:00 | 25941.3796 | 11
2017-11-23 20:00 | 25056.5373 | 11
2017-11-23 21:00 | 24448.5662 | 11
2017-11-23 22:00 | 23671.1827 | 11
2017-11-23 23:00 | 22964.2644 | 11
2017-11-24 | 21653.4028 | 11
2017-11-24 01:00 | 20668.1038 | 11
2017-11-24 02:00 | 20173.3389 | 11
2017-11-24 03:00 | 19660.867 | 11
2017-11-24 04:00 | 19432.1653 | 11
2017-11-24 05:00 | 19708.2718 | 11
2017-11-24 06:00 | 20176.4351 | 11
2017-11-24 07:00 | 21026.7724 | 11
2017-11-24 08:00 | 21030.9864 | 11
2017-11-24 09:00 | 21635.0395 | 11
2017-11-24 10:00 | 22627.6866 | 11
2017-11-24 11:00 | 22907.7334 | 11
2017-11-24 12:00 | 23289.266 | 11
2017-11-24 13:00 | 24118.3456 | 11
2017-11-24 14:00 | 24734.4493 | 11
2017-11-24 15:00 | 25212.6407 | 11
2017-11-24 16:00 | 25898.7682 | 11
2017-11-24 17:00 | 26622.4077 | 11
2017-11-24 18:00 | 28053.3582 | 11
2017-11-24 19:00 | 27539.4871 | 11
2017-11-24 20:00 | 26756.7586 | 11
2017-11-24 21:00 | 26021.4512 | 11
2017-11-24 22:00 | 24934.8065 | 11
2017-11-24 23:00 | 23439.3835 | 11
2017-11-25 | 22033.7423 | 11
2017-11-25 01:00 | 21051.3304 | 11
2017-11-25 02:00 | 20112.9749 | 11
2017-11-25 03:00 | 19563.5103 | 11
2017-11-25 04:00 | 19254.9873 | 11
2017-11-25 05:00 | 19306.8406 | 11
2017-11-25 06:00 | 19832.7282 | 11
2017-11-25 07:00 | 20470.4359 | 11
2017-11-25 08:00 | 20886.9892 | 11
2017-11-25 09:00 | 21298.5109 | 11
2017-11-25 10:00 | 22014.5023 | 11
2017-11-25 11:00 | 22504.3976 | 11
2017-11-25 12:00 | 22818.5315 | 11
2017-11-25 13:00 | 23405.0558 | 11
2017-11-25 14:00 | 23870.7362 | 11
2017-11-25 15:00 | 24337.4072 | 11
2017-11-25 16:00 | 24922.1083 | 11
2017-11-25 17:00 | 25815.6497 | 11
2017-11-25 18:00 | 27496.1698 | 11
2017-11-25 19:00 | 27148.028 | 11
2017-11-25 20:00 | 26542.9785 | 11
2017-11-25 21:00 | 25825.706 | 11
2017-11-25 22:00 | 24782.8569 | 11
2017-11-25 23:00 | 23346.301 | 11
2017-11-26 | 21842.8089 | 11
2017-11-26 01:00 | 20704.4455 | 11
2017-11-26 02:00 | 19845.5601 | 11
2017-11-26 03:00 | 19339.9261 | 11
2017-11-26 04:00 | 19252.6939 | 11
2017-11-26 05:00 | 19247.8655 | 11
2017-11-26 06:00 | 19634.2617 | 11
2017-11-26 07:00 | 20168.3254 | 11
2017-11-26 08:00 | 20356.6906 | 11
2017-11-26 09:00 | 21047.1428 | 11
2017-11-26 10:00 | 21704.0368 | 11
2017-11-26 11:00 | 22145.3816 | 11
2017-11-26 12:00 | 22344.9165 | 11
2017-11-26 13:00 | 22850.6674 | 11
2017-11-26 14:00 | 23397.5594 | 11
2017-11-26 15:00 | 23834.1315 | 11
2017-11-26 16:00 | 24280.6252 | 11
2017-11-26 17:00 | 25463.4668 | 11
2017-11-26 18:00 | 27489.2668 | 11
2017-11-26 19:00 | 27358.7608 | 11
2017-11-26 20:00 | 26892.5026 | 11
2017-11-26 21:00 | 26003.7412 | 11
2017-11-26 22:00 | 24638.5892 | 11
2017-11-26 23:00 | 23170.8263 | 11
2017-11-27 | 21708.1172 | 11
2017-11-27 01:00 | 20652.2036 | 11
2017-11-27 02:00 | 19952.1473 | 11
2017-11-27 03:00 | 19494.2696 | 11
2017-11-27 04:00 | 19503.4565 | 11
2017-11-27 05:00 | 20065.1281 | 11
2017-11-27 06:00 | 21543.3392 | 11
2017-11-27 07:00 | 23738.6133 | 11
2017-11-27 08:00 | 25178.2639 | 11
2017-11-27 09:00 | 25403.2019 | 11
2017-11-27 10:00 | 25196.0882 | 11
2017-11-27 11:00 | 25255.1973 | 11
2017-11-27 12:00 | 25074.2345 | 11
2017-11-27 13:00 | 25010.3503 | 11
2017-11-27 14:00 | 25620.4737 | 11
2017-11-27 15:00 | 25816.0982 | 11
2017-11-27 16:00 | 26031.761 | 11
2017-11-27 17:00 | 27138.9954 | 11
2017-11-27 18:00 | 29592.9697 | 11
2017-11-27 19:00 | 29687.8997 | 11
2017-11-27 20:00 | 29210.6485 | 11
2017-11-27 21:00 | 28356.8861 | 11
2017-11-27 22:00 | 26878.0797 | 11
2017-11-27 23:00 | 24893.237 | 11
2017-11-28 | 23025.0463 | 11
2017-11-28 01:00 | 21904.2097 | 11
2017-11-28 02:00 | 21247.4096 | 11
2017-11-28 03:00 | 20500.0491 | 11
2017-11-28 04:00 | 20431.6676 | 11
2017-11-28 05:00 | 20957.0047 | 11
2017-11-28 06:00 | 22556.7325 | 11
2017-11-28 07:00 | 25016.5581 | 11
2017-11-28 08:00 | 26055.9571 | 11
2017-11-28 09:00 | 25694.537 | 11
2017-11-28 10:00 | 25292.1217 | 11
2017-11-28 11:00 | 24997.0466 | 11
2017-11-28 12:00 | 24903.3886 | 11
2017-11-28 13:00 | 25041.02 | 11
2017-11-28 14:00 | 25593.9984 | 11
2017-11-28 15:00 | 26068.9142 | 11
2017-11-28 16:00 | 26703.5713 | 11
2017-11-28 17:00 | 28055.0293 | 11
2017-11-28 18:00 | 30273.9507 | 11
2017-11-28 19:00 | 30169.2152 | 11
2017-11-28 20:00 | 29586.9699 | 11
2017-11-28 21:00 | 28727.0525 | 11
2017-11-28 22:00 | 27290.0991 | 11
2017-11-28 23:00 | 25202.8298 | 11
2017-11-29 | 23296.6672 | 11
2017-11-29 01:00 | 22096.3577 | 11
2017-11-29 02:00 | 21404.0273 | 11
2017-11-29 03:00 | 20919.6804 | 11
2017-11-29 04:00 | 20844.1954 | 11
2017-11-29 05:00 | 21387.3774 | 11
2017-11-29 06:00 | 22967.7876 | 11
2017-11-29 07:00 | 25452.6182 | 11
2017-11-29 08:00 | 26493.6907 | 11
2017-11-29 09:00 | 26303.2403 | 11
2017-11-29 10:00 | 25939.1964 | 11
2017-11-29 11:00 | 25784.0762 | 11
2017-11-29 12:00 | 25725.6595 | 11
2017-11-29 13:00 | 25681.6622 | 11
2017-11-29 14:00 | 25986.9411 | 11
2017-11-29 15:00 | 26139.7486 | 11
2017-11-29 16:00 | 26732.7557 | 11
2017-11-29 17:00 | 28079.0268 | 11
2017-11-29 18:00 | 30265.9751 | 11
2017-11-29 19:00 | 30252.0395 | 11
2017-11-29 20:00 | 29786.8643 | 11
2017-11-29 21:00 | 28946.5877 | 11
2017-11-29 22:00 | 27484.9211 | 11
2017-11-29 23:00 | 25410.3226 | 11
2017-11-30 | 23503.0631 | 11
2017-11-30 01:00 | 22125.5625 | 11
2017-11-30 02:00 | 21336.0574 | 11
2017-11-30 03:00 | 20883.0033 | 11
2017-11-30 04:00 | 20849.7436 | 11
2017-11-30 05:00 | 21531.8533 | 11
2017-11-30 06:00 | 23161.3103 | 11
2017-11-30 07:00 | 25652.1192 | 11
2017-11-30 08:00 | 26797.0211 | 11
2017-11-30 09:00 | 26409.1137 | 11
2017-11-30 10:00 | 25824.7895 | 11
2017-11-30 11:00 | 25555.0332 | 11
2017-11-30 12:00 | 25370.8319 | 11
2017-11-30 13:00 | 25375.9138 | 11
2017-11-30 14:00 | 25747.6419 | 11
2017-11-30 15:00 | 25975.8442 | 11
2017-11-30 16:00 | 26486.6888 | 11
2017-11-30 17:00 | 27715.7819 | 11
2017-11-30 18:00 | 29878.8521 | 11
2017-11-30 19:00 | 29864.0878 | 11
2017-11-30 20:00 | 29457.4711 | 11
2017-11-30 21:00 | 28691.1506 | 11
2017-11-30 22:00 | 27272.549 | 11
2017-11-30 23:00 | 25225.2589 | 11
2017-12-01 | 23623.4671 | 12
2017-12-01 01:00 | 22583.1925 | 12
2017-12-01 02:00 | 21708.2976 | 12
2017-12-01 03:00 | 21228.1375 | 12
2017-12-01 04:00 | 21162.6367 | 12
2017-12-01 05:00 | 21758.8092 | 12
2017-12-01 06:00 | 23048.503 | 12
2017-12-01 07:00 | 25360.7185 | 12
2017-12-01 08:00 | 26406.6753 | 12
2017-12-01 09:00 | 26416.6348 | 12
2017-12-01 10:00 | 25924.378 | 12
2017-12-01 11:00 | 25698.3934 | 12
2017-12-01 12:00 | 25590.3066 | 12
2017-12-01 13:00 | 25542.953 | 12
2017-12-01 14:00 | 25837.5707 | 12
2017-12-01 15:00 | 26106.2908 | 12
2017-12-01 16:00 | 26409.3012 | 12
2017-12-01 17:00 | 27424.3765 | 12
2017-12-01 18:00 | 29467.2234 | 12
2017-12-01 19:00 | 29283.7735 | 12
2017-12-01 20:00 | 28649.3725 | 12
2017-12-01 21:00 | 27898.5987 | 12
2017-12-01 22:00 | 26757.3379 | 12
2017-12-01 23:00 | 25296.0612 | 12
2017-12-02 | 23846.2985 | 12
2017-12-02 01:00 | 22145.2507 | 12
2017-12-02 02:00 | 21245.1037 | 12
2017-12-02 03:00 | 20933.2887 | 12
2017-12-02 04:00 | 20745.8669 | 12
2017-12-02 05:00 | 20866.8422 | 12
2017-12-02 06:00 | 21259.5717 | 12
2017-12-02 07:00 | 22258.8437 | 12
2017-12-02 08:00 | 23302.9984 | 12
2017-12-02 09:00 | 23614.1709 | 12
2017-12-02 10:00 | 23560.8366 | 12
2017-12-02 11:00 | 23517.3764 | 12
2017-12-02 12:00 | 23370.0962 | 12
2017-12-02 13:00 | 23422.0103 | 12
2017-12-02 14:00 | 23653.4615 | 12
2017-12-02 15:00 | 23819.2651 | 12
2017-12-02 16:00 | 24325.9876 | 12
2017-12-02 17:00 | 25448.019 | 12
2017-12-02 18:00 | 27542.563 | 12
2017-12-02 19:00 | 27439.1696 | 12
2017-12-02 20:00 | 27011.5754 | 12
2017-12-02 21:00 | 26396.7801 | 12
2017-12-02 22:00 | 25442.2043 | 12
2017-12-02 23:00 | 24084.2441 | 12
2017-12-03 | 22424.9846 | 12
2017-12-03 01:00 | 21380.3283 | 12
2017-12-03 02:00 | 20719.6968 | 12
2017-12-03 03:00 | 20220.7666 | 12
2017-12-03 04:00 | 20016.9559 | 12
2017-12-03 05:00 | 20536.5457 | 12
2017-12-03 06:00 | 20337.9381 | 12
2017-12-03 07:00 | 20908.6013 | 12
2017-12-03 08:00 | 21900.8512 | 12
2017-12-03 09:00 | 22185.0629 | 12
2017-12-03 10:00 | 22015.2019 | 12
2017-12-03 11:00 | 21801.924 | 12
2017-12-03 12:00 | 21514.1246 | 12
2017-12-03 13:00 | 21587.5427 | 12
2017-12-03 14:00 | 21883.4971 | 12
2017-12-03 15:00 | 22367.668 | 12
2017-12-03 16:00 | 23015.643 | 12
2017-12-03 17:00 | 24520.8412 | 12
2017-12-03 18:00 | 27579.4061 | 12
2017-12-03 19:00 | 27923.0652 | 12
2017-12-03 20:00 | 27622.4477 | 12
2017-12-03 21:00 | 26874.4265 | 12
2017-12-03 22:00 | 25546.8408 | 12
2017-12-03 23:00 | 23676.7296 | 12
2017-12-04 | 21995.6547 | 12
2017-12-04 01:00 | 21446.7873 | 12
2017-12-04 02:00 | 21289.6694 | 12
2017-12-04 03:00 | 20994.212 | 12
2017-12-04 04:00 | 20978.3276 | 12
2017-12-04 05:00 | 21039.4454 | 12
2017-12-04 06:00 | 22738.0303 | 12
2017-12-04 07:00 | 25434.8564 | 12
2017-12-04 08:00 | 26681.2463 | 12
2017-12-04 09:00 | 26394.0521 | 12
2017-12-04 10:00 | 26029.3311 | 12
2017-12-04 11:00 | 25543.6174 | 12
2017-12-04 12:00 | 25201.7941 | 12
2017-12-04 13:00 | 25063.3759 | 12
2017-12-04 14:00 | 25214.25 | 12
2017-12-04 15:00 | 25551.1783 | 12
2017-12-04 16:00 | 26108.6679 | 12
2017-12-04 17:00 | 27835.9386 | 12
2017-12-04 18:00 | 30648.5571 | 12
2017-12-04 19:00 | 30821.8314 | 12
2017-12-04 20:00 | 30367.0946 | 12
2017-12-04 21:00 | 29505.7656 | 12
2017-12-04 22:00 | 27862.5117 | 12
2017-12-04 23:00 | 25270.8533 | 12
2017-12-05 | 23281.0815 | 12
2017-12-05 01:00 | 22261.5579 | 12
2017-12-05 02:00 | 21568.0496 | 12
2017-12-05 03:00 | 21343.9982 | 12
2017-12-05 04:00 | 21268.6741 | 12
2017-12-05 05:00 | 21808.5328 | 12
2017-12-05 06:00 | 23405.0185 | 12
2017-12-05 07:00 | 25927.8991 | 12
2017-12-05 08:00 | 26959.3051 | 12
2017-12-05 09:00 | 26264.0819 | 12
2017-12-05 10:00 | 25700.8278 | 12
2017-12-05 11:00 | 25271.2838 | 12
2017-12-05 12:00 | 24734.0993 | 12
2017-12-05 13:00 | 24551.4033 | 12
2017-12-05 14:00 | 24893.2447 | 12
2017-12-05 15:00 | 25337.885 | 12
2017-12-05 16:00 | 26055.6669 | 12
2017-12-05 17:00 | 27574.0121 | 12
2017-12-05 18:00 | 30344.6027 | 12
2017-12-05 19:00 | 30668.1405 | 12
2017-12-05 20:00 | 30271.9019 | 12
2017-12-05 21:00 | 29513.2572 | 12
2017-12-05 22:00 | 28085.3343 | 12
2017-12-05 23:00 | 25892.3465 | 12
2017-12-06 | 23869.2145 | 12
2017-12-06 01:00 | 22625.7017 | 12
2017-12-06 02:00 | 21926.9488 | 12
2017-12-06 03:00 | 21530.3597 | 12
2017-12-06 04:00 | 21491.7955 | 12
2017-12-06 05:00 | 22161.0884 | 12
2017-12-06 06:00 | 23835.5542 | 12
2017-12-06 07:00 | 26405.0434 | 12
2017-12-06 08:00 | 27570.4639 | 12
2017-12-06 09:00 | 26946.4858 | 12
2017-12-06 10:00 | 26118.3896 | 12
2017-12-06 11:00 | 25558.1791 | 12
2017-12-06 12:00 | 25138.0387 | 12
2017-12-06 13:00 | 24915.0869 | 12
2017-12-06 14:00 | 25244.8668 | 12
2017-12-06 15:00 | 25696.0564 | 12
2017-12-06 16:00 | 26453.6349 | 12
2017-12-06 17:00 | 28000.201 | 12
2017-12-06 18:00 | 30625.4759 | 12
2017-12-06 19:00 | 30732.6369 | 12
2017-12-06 20:00 | 30296.634 | 12
2017-12-06 21:00 | 29614.6041 | 12
2017-12-06 22:00 | 28111.312 | 12
2017-12-06 23:00 | 25885.0841 | 12
2017-12-07 | 23892.0952 | 12
2017-12-07 01:00 | 22711.3705 | 12
2017-12-07 02:00 | 21990.02 | 12
2017-12-07 03:00 | 21763.6019 | 12
2017-12-07 04:00 | 21715.6754 | 12
2017-12-07 05:00 | 22335.3812 | 12
2017-12-07 06:00 | 23733.4601 | 12
2017-12-07 07:00 | 26363.3203 | 12
2017-12-07 08:00 | 27363.0655 | 12
2017-12-07 09:00 | 26810.8946 | 12
2017-12-07 10:00 | 26175.5844 | 12
2017-12-07 11:00 | 26111.0183 | 12
2017-12-07 12:00 | 25940.4972 | 12
2017-12-07 13:00 | 25695.5183 | 12
2017-12-07 14:00 | 25967.1239 | 12
2017-12-07 15:00 | 26237.5666 | 12
2017-12-07 16:00 | 26599.9522 | 12
2017-12-07 17:00 | 28140.1633 | 12
2017-12-07 18:00 | 30340.7578 | 12
2017-12-07 19:00 | 30299.8132 | 12
2017-12-07 20:00 | 29847.9828 | 12
2017-12-07 21:00 | 29087.0763 | 12
2017-12-07 22:00 | 27659.604 | 12
2017-12-07 23:00 | 25621.1343 | 12
2017-12-08 | 23665.7873 | 12
2017-12-08 01:00 | 22371.4069 | 12
2017-12-08 02:00 | 21598.938 | 12
2017-12-08 03:00 | 21474.303 | 12
2017-12-08 04:00 | 21377.6415 | 12
2017-12-08 05:00 | 21732.3729 | 12
2017-12-08 06:00 | 23285.3875 | 12
2017-12-08 07:00 | 25858.4169 | 12
2017-12-08 08:00 | 26961.2559 | 12
2017-12-08 09:00 | 26518.2179 | 12
2017-12-08 10:00 | 26332.5479 | 12
2017-12-08 11:00 | 25933.5569 | 12
2017-12-08 12:00 | 25673.3406 | 12
2017-12-08 13:00 | 25560.3029 | 12
2017-12-08 14:00 | 25849.8735 | 12
2017-12-08 15:00 | 26119.0997 | 12
2017-12-08 16:00 | 26452.4202 | 12
2017-12-08 17:00 | 27741.0789 | 12
2017-12-08 18:00 | 29819.0945 | 12
2017-12-08 19:00 | 29600.359 | 12
2017-12-08 20:00 | 29034.1818 | 12
2017-12-08 21:00 | 28388.3915 | 12
2017-12-08 22:00 | 27309.2184 | 12
2017-12-08 23:00 | 25591.9098 | 12
2017-12-09 | 23733.7757 | 12
2017-12-09 01:00 | 22748.549 | 12
2017-12-09 02:00 | 21916.9834 | 12
2017-12-09 03:00 | 21508.7732 | 12
2017-12-09 04:00 | 21498.3283 | 12
2017-12-09 05:00 | 21719.0003 | 12
2017-12-09 06:00 | 22378.1347 | 12
2017-12-09 07:00 | 23262.783 | 12
2017-12-09 08:00 | 23379.6877 | 12
2017-12-09 09:00 | 23890.8496 | 12
2017-12-09 10:00 | 23997.1831 | 12
2017-12-09 11:00 | 23646.0443 | 12
2017-12-09 12:00 | 23409.4046 | 12
2017-12-09 13:00 | 23294.1134 | 12
2017-12-09 14:00 | 23486.8269 | 12
2017-12-09 15:00 | 23766.7462 | 12
2017-12-09 16:00 | 24048.3056 | 12
2017-12-09 17:00 | 25468.0353 | 12
2017-12-09 18:00 | 27990.1024 | 12
2017-12-09 19:00 | 28011.0174 | 12
2017-12-09 20:00 | 27513.982 | 12
2017-12-09 21:00 | 26922.6947 | 12
2017-12-09 22:00 | 26029.572 | 12
2017-12-09 23:00 | 24676.1661 | 12
2017-12-10 | 23067.0278 | 12
2017-12-10 01:00 | 22128.8341 | 12
2017-12-10 02:00 | 21207.5808 | 12
2017-12-10 03:00 | 20708.792 | 12
2017-12-10 04:00 | 20493.127 | 12
2017-12-10 05:00 | 20543.5377 | 12
2017-12-10 06:00 | 21014.4782 | 12
2017-12-10 07:00 | 22179.6602 | 12
2017-12-10 08:00 | 22433.7119 | 12
2017-12-10 09:00 | 22385.2945 | 12
2017-12-10 10:00 | 22560.1522 | 12
2017-12-10 11:00 | 22350.387 | 12
2017-12-10 12:00 | 22241.892 | 12
2017-12-10 13:00 | 22374.7725 | 12
2017-12-10 14:00 | 22644.382 | 12
2017-12-10 15:00 | 22960.1967 | 12
2017-12-10 16:00 | 23573.9077 | 12
2017-12-10 17:00 | 25272.255 | 12
2017-12-10 18:00 | 27981.1025 | 12
2017-12-10 19:00 | 28285.1685 | 12
2017-12-10 20:00 | 28036.4782 | 12
2017-12-10 21:00 | 27427.0557 | 12
2017-12-10 22:00 | 26155.3037 | 12
2017-12-10 23:00 | 24259.5264 | 12
2017-12-11 | 22722.6537 | 12
2017-12-11 01:00 | 21606.6394 | 12
2017-12-11 02:00 | 20889.3061 | 12
2017-12-11 03:00 | 20592.6554 | 12
2017-12-11 04:00 | 20658.7479 | 12
2017-12-11 05:00 | 21203.2186 | 12
2017-12-11 06:00 | 22899.9803 | 12
2017-12-11 07:00 | 25588.9515 | 12
2017-12-11 08:00 | 26836.6607 | 12
2017-12-11 09:00 | 26777.9976 | 12
2017-12-11 10:00 | 26464.7697 | 12
2017-12-11 11:00 | 26359.2334 | 12
2017-12-11 12:00 | 26242.0917 | 12
2017-12-11 13:00 | 26347.1425 | 12
2017-12-11 14:00 | 26706.0943 | 12
2017-12-11 15:00 | 26936.8306 | 12
2017-12-11 16:00 | 27058.699 | 12
2017-12-11 17:00 | 28272.7922 | 12
2017-12-11 18:00 | 30678.3691 | 12
2017-12-11 19:00 | 30742.2805 | 12
2017-12-11 20:00 | 30221.0207 | 12
2017-12-11 21:00 | 29351.3843 | 12
2017-12-11 22:00 | 27844.854 | 12
2017-12-11 23:00 | 25811.7353 | 12
2017-12-12 | 23879.6309 | 12
2017-12-12 01:00 | 22359.195 | 12
2017-12-12 02:00 | 21792.8323 | 12
2017-12-12 03:00 | 21576.8211 | 12
2017-12-12 04:00 | 21575.1889 | 12
2017-12-12 05:00 | 22027.5509 | 12
2017-12-12 06:00 | 23715.2449 | 12
2017-12-12 07:00 | 26339.6223 | 12
2017-12-12 08:00 | 27426.385 | 12
2017-12-12 09:00 | 26771.9061 | 12
2017-12-12 10:00 | 26113.0317 | 12
2017-12-12 11:00 | 25630.8099 | 12
2017-12-12 12:00 | 25895.4868 | 12
2017-12-12 13:00 | 25851.1821 | 12
2017-12-12 14:00 | 26280.569 | 12
2017-12-12 15:00 | 26490.6147 | 12
2017-12-12 16:00 | 26988.6035 | 12
2017-12-12 17:00 | 28221.822 | 12
2017-12-12 18:00 | 30508.4584 | 12
2017-12-12 19:00 | 30550.005 | 12
2017-12-12 20:00 | 30084.673 | 12
2017-12-12 21:00 | 29335.496 | 12
2017-12-12 22:00 | 28044.6238 | 12
2017-12-12 23:00 | 25839.4932 | 12
2017-12-13 | 23841.2022 | 12
2017-12-13 01:00 | 22675.9734 | 12
2017-12-13 02:00 | 22009.1436 | 12
2017-12-13 03:00 | 21778.9419 | 12
2017-12-13 04:00 | 21798.5288 | 12
2017-12-13 05:00 | 22231.2448 | 12
2017-12-13 06:00 | 23829.6557 | 12
2017-12-13 07:00 | 26482.8808 | 12
2017-12-13 08:00 | 27587.7021 | 12
2017-12-13 09:00 | 27086.9482 | 12
2017-12-13 10:00 | 26735.7908 | 12
2017-12-13 11:00 | 26431.8226 | 12
2017-12-13 12:00 | 26025.6806 | 12
2017-12-13 13:00 | 25730.5671 | 12
2017-12-13 14:00 | 26086.508 | 12
2017-12-13 15:00 | 26452.0834 | 12
2017-12-13 16:00 | 26778.9783 | 12
2017-12-13 17:00 | 28124.171 | 12
2017-12-13 18:00 | 30587.4338 | 12
2017-12-13 19:00 | 30661.2932 | 12
2017-12-13 20:00 | 30117.9184 | 12
2017-12-13 21:00 | 29396.1748 | 12
2017-12-13 22:00 | 27913.1475 | 12
2017-12-13 23:00 | 25832.8173 | 12
2017-12-14 | 24009.6599 | 12
2017-12-14 01:00 | 22560.5386 | 12
2017-12-14 02:00 | 21857.3023 | 12
2017-12-14 03:00 | 21374.2971 | 12
2017-12-14 04:00 | 21405.2234 | 12
2017-12-14 05:00 | 22061.8061 | 12
2017-12-14 06:00 | 23743.0093 | 12
2017-12-14 07:00 | 26291.277 | 12
2017-12-14 08:00 | 27375.9612 | 12
2017-12-14 09:00 | 26965.3692 | 12
2017-12-14 10:00 | 26406.1553 | 12
2017-12-14 11:00 | 25948.1777 | 12
2017-12-14 12:00 | 25791.4371 | 12
2017-12-14 13:00 | 25507.276 | 12
2017-12-14 14:00 | 25492.7333 | 12
2017-12-14 15:00 | 25698.74 | 12
2017-12-14 16:00 | 26572.941 | 12
2017-12-14 17:00 | 27933.4324 | 12
2017-12-14 18:00 | 30189.3424 | 12
2017-12-14 19:00 | 30353.5319 | 12
2017-12-14 20:00 | 29951.8999 | 12
2017-12-14 21:00 | 29225.2953 | 12
2017-12-14 22:00 | 27918.2969 | 12
2017-12-14 23:00 | 25880.8204 | 12
2017-12-15 | 23871.8259 | 12
2017-12-15 01:00 | 22756.4871 | 12
2017-12-15 02:00 | 22014.2579 | 12
2017-12-15 03:00 | 21547.9436 | 12
2017-12-15 04:00 | 21503.1812 | 12
2017-12-15 05:00 | 22072.2103 | 12
2017-12-15 06:00 | 23480.2952 | 12
2017-12-15 07:00 | 25988.4828 | 12
2017-12-15 08:00 | 27029.4874 | 12
2017-12-15 09:00 | 26904.6856 | 12
2017-12-15 10:00 | 26540.6426 | 12
2017-12-15 11:00 | 26513.1751 | 12
2017-12-15 12:00 | 26446.1353 | 12
2017-12-15 13:00 | 26151.5061 | 12
2017-12-15 14:00 | 26482.8079 | 12
2017-12-15 15:00 | 26532.5004 | 12
2017-12-15 16:00 | 26540.4114 | 12
2017-12-15 17:00 | 27849.9975 | 12
2017-12-15 18:00 | 29874.0139 | 12
2017-12-15 19:00 | 29506.3087 | 12
2017-12-15 20:00 | 28898.2436 | 12
2017-12-15 21:00 | 28147.1084 | 12
2017-12-15 22:00 | 27099.1331 | 12
2017-12-15 23:00 | 25601.7416 | 12
2017-12-16 | 23666.5015 | 12
2017-12-16 01:00 | 22137.7055 | 12
2017-12-16 02:00 | 21082.3406 | 12
2017-12-16 03:00 | 20898.9412 | 12
2017-12-16 04:00 | 20807.3597 | 12
2017-12-16 05:00 | 20784.175 | 12
2017-12-16 06:00 | 21553.4827 | 12
2017-12-16 07:00 | 22780.4897 | 12
2017-12-16 08:00 | 23536.6924 | 12
2017-12-16 09:00 | 24045.1496 | 12
2017-12-16 10:00 | 23925.591 | 12
2017-12-16 11:00 | 23677.2416 | 12
2017-12-16 12:00 | 22958.9998 | 12
2017-12-16 13:00 | 22459.3859 | 12
2017-12-16 14:00 | 22418.2934 | 12
2017-12-16 15:00 | 22846.3299 | 12
2017-12-16 16:00 | 23383.9608 | 12
2017-12-16 17:00 | 25044.2593 | 12
2017-12-16 18:00 | 27672.9264 | 12
2017-12-16 19:00 | 27815.946 | 12
2017-12-16 20:00 | 27377.6336 | 12
2017-12-16 21:00 | 26811.6855 | 12
2017-12-16 22:00 | 25978.4271 | 12
2017-12-16 23:00 | 24536.3937 | 12
2017-12-17 | 22906.2257 | 12
2017-12-17 01:00 | 21688.7768 | 12
2017-12-17 02:00 | 21139.3942 | 12
2017-12-17 03:00 | 20544.1973 | 12
2017-12-17 04:00 | 20291.6545 | 12
2017-12-17 05:00 | 20345.2295 | 12
2017-12-17 06:00 | 20848.4824 | 12
2017-12-17 07:00 | 21673.1316 | 12
2017-12-17 08:00 | 21972.6202 | 12
2017-12-17 09:00 | 22152.7591 | 12
2017-12-17 10:00 | 22341.0518 | 12
2017-12-17 11:00 | 22046.0854 | 12
2017-12-17 12:00 | 21914.0374 | 12
2017-12-17 13:00 | 22049.1585 | 12
2017-12-17 14:00 | 21905.4885 | 12
2017-12-17 15:00 | 22165.4256 | 12
2017-12-17 16:00 | 22629.3795 | 12
2017-12-17 17:00 | 24534.9379 | 12
2017-12-17 18:00 | 27522.3843 | 12
2017-12-17 19:00 | 27892.8171 | 12
2017-12-17 20:00 | 27709.0362 | 12
2017-12-17 21:00 | 27203.4329 | 12
2017-12-17 22:00 | 26206.8909 | 12
2017-12-17 23:00 | 24432.3352 | 12
2017-12-18 | 22684.7201 | 12
2017-12-18 01:00 | 21780.8022 | 12
2017-12-18 02:00 | 21025.2167 | 12
2017-12-18 03:00 | 20853.5393 | 12
2017-12-18 04:00 | 20927.4682 | 12
2017-12-18 05:00 | 21698.4558 | 12
2017-12-18 06:00 | 23249.8679 | 12
2017-12-18 07:00 | 25687.4742 | 12
2017-12-18 08:00 | 26989.849 | 12
2017-12-18 09:00 | 26905.6404 | 12
2017-12-18 10:00 | 26455.3638 | 12
2017-12-18 11:00 | 26033.738 | 12
2017-12-18 12:00 | 25664.519 | 12
2017-12-18 13:00 | 25380.5042 | 12
2017-12-18 14:00 | 25546.6645 | 12
2017-12-18 15:00 | 25507.0383 | 12
2017-12-18 16:00 | 25845.5922 | 12
2017-12-18 17:00 | 27371.625 | 12
2017-12-18 18:00 | 30199.0832 | 12
2017-12-18 19:00 | 30512.4179 | 12
2017-12-18 20:00 | 30087.4278 | 12
2017-12-18 21:00 | 29304.6255 | 12
2017-12-18 22:00 | 27913.3268 | 12
2017-12-18 23:00 | 25910.856 | 12
2017-12-19 | 23973.9133 | 12
2017-12-19 01:00 | 22587.772 | 12
2017-12-19 02:00 | 21828.2644 | 12
2017-12-19 03:00 | 21413.9188 | 12
2017-12-19 04:00 | 21431.9519 | 12
2017-12-19 05:00 | 22095.4771 | 12
2017-12-19 06:00 | 23726.7066 | 12
2017-12-19 07:00 | 26316.438 | 12
2017-12-19 08:00 | 27573.8625 | 12
2017-12-19 09:00 | 27344.5827 | 12
2017-12-19 10:00 | 26524.1817 | 12
2017-12-19 11:00 | 26021.5535 | 12
2017-12-19 12:00 | 25340.5405 | 12
2017-12-19 13:00 | 25204.1143 | 12
2017-12-19 14:00 | 25491.8091 | 12
2017-12-19 15:00 | 25850.3714 | 12
2017-12-19 16:00 | 26556.4922 | 12
2017-12-19 17:00 | 27889.1827 | 12
2017-12-19 18:00 | 30063.8024 | 12
2017-12-19 19:00 | 30464.2202 | 12
2017-12-19 20:00 | 30253.2486 | 12
2017-12-19 21:00 | 29561.2901 | 12
2017-12-19 22:00 | 28141.7858 | 12
2017-12-19 23:00 | 26146.8375 | 12
2017-12-20 | 24097.3222 | 12
2017-12-20 01:00 | 22578.7459 | 12
2017-12-20 02:00 | 21687.602 | 12
2017-12-20 03:00 | 21211.4248 | 12
2017-12-20 04:00 | 21117.9876 | 12
2017-12-20 05:00 | 21683.5477 | 12
2017-12-20 06:00 | 23113.0379 | 12
2017-12-20 07:00 | 25513.4342 | 12
2017-12-20 08:00 | 26809.5145 | 12
2017-12-20 09:00 | 26725.309 | 12
2017-12-20 10:00 | 26245.6486 | 12
2017-12-20 11:00 | 25614.9734 | 12
2017-12-20 12:00 | 25210.2534 | 12
2017-12-20 13:00 | 25039.164 | 12
2017-12-20 14:00 | 24891.0789 | 12
2017-12-20 15:00 | 25147.0694 | 12
2017-12-20 16:00 | 26025.7005 | 12
2017-12-20 17:00 | 27874.5307 | 12
2017-12-20 18:00 | 30543.7898 | 12
2017-12-20 19:00 | 30887.8468 | 12
2017-12-20 20:00 | 30680.6981 | 12
2017-12-20 21:00 | 30001.3985 | 12
2017-12-20 22:00 | 28714.9761 | 12
2017-12-20 23:00 | 26698.3882 | 12
2017-12-21 | 24717.8037 | 12
2017-12-21 01:00 | 23363.1279 | 12
2017-12-21 02:00 | 22543.0783 | 12
2017-12-21 03:00 | 22145.875 | 12
2017-12-21 04:00 | 22062.2998 | 12
2017-12-21 05:00 | 22604.1802 | 12
2017-12-21 06:00 | 24205.5048 | 12
2017-12-21 07:00 | 26586.2811 | 12
2017-12-21 08:00 | 27668.2976 | 12
2017-12-21 09:00 | 27121.6655 | 12
2017-12-21 10:00 | 26169.8406 | 12
2017-12-21 11:00 | 25749.6047 | 12
2017-12-21 12:00 | 25191.0186 | 12
2017-12-21 13:00 | 24730.5233 | 12
2017-12-21 14:00 | 24767.3366 | 12
2017-12-21 15:00 | 25204.2828 | 12
2017-12-21 16:00 | 25758.378 | 12
2017-12-21 17:00 | 27254.739 | 12
2017-12-21 18:00 | 30463.8796 | 12
2017-12-21 19:00 | 30879.2275 | 12
2017-12-21 20:00 | 30588.2907 | 12
2017-12-21 21:00 | 29760.9598 | 12
2017-12-21 22:00 | 28775.1849 | 12
2017-12-21 23:00 | 27194.2525 | 12
2017-12-22 | 25276.4803 | 12
2017-12-22 01:00 | 23927.0408 | 12
2017-12-22 02:00 | 23017.9616 | 12
2017-12-22 03:00 | 22531.2031 | 12
2017-12-22 04:00 | 22514.614 | 12
2017-12-22 05:00 | 23153.2045 | 12
2017-12-22 06:00 | 24630.8427 | 12
2017-12-22 07:00 | 26836.0018 | 12
2017-12-22 08:00 | 27826.4729 | 12
2017-12-22 09:00 | 27717.9852 | 12
2017-12-22 10:00 | 26903.0439 | 12
2017-12-22 11:00 | 26184.7635 | 12
2017-12-22 12:00 | 25591.6122 | 12
2017-12-22 13:00 | 24622.4591 | 12
2017-12-22 14:00 | 24449.2679 | 12
2017-12-22 15:00 | 24813.3872 | 12
2017-12-22 16:00 | 25327.8576 | 12
2017-12-22 17:00 | 26890.722 | 12
2017-12-22 18:00 | 29764.2054 | 12
2017-12-22 19:00 | 29944.4672 | 12
2017-12-22 20:00 | 29555.2254 | 12
2017-12-22 21:00 | 28988.6735 | 12
2017-12-22 22:00 | 28069.8074 | 12
2017-12-22 23:00 | 26486.5194 | 12
2017-12-23 | 24637.198 | 12
2017-12-23 01:00 | 23137.4016 | 12
2017-12-23 02:00 | 22153.2936 | 12
2017-12-23 03:00 | 21541.8388 | 12
2017-12-23 04:00 | 21299.6887 | 12
2017-12-23 05:00 | 21388.2584 | 12
2017-12-23 06:00 | 21973.3684 | 12
2017-12-23 07:00 | 23014.8973 | 12
2017-12-23 08:00 | 23653.9834 | 12
2017-12-23 09:00 | 24210.8687 | 12
2017-12-23 10:00 | 24005.8699 | 12
2017-12-23 11:00 | 23612.8088 | 12
2017-12-23 12:00 | 23120.9459 | 12
2017-12-23 13:00 | 22740.5643 | 12
2017-12-23 14:00 | 22936.8474 | 12
2017-12-23 15:00 | 23071.8681 | 12
2017-12-23 16:00 | 23405.6161 | 12
2017-12-23 17:00 | 24862.3748 | 12
2017-12-23 18:00 | 27623.2252 | 12
2017-12-23 19:00 | 27971.511 | 12
2017-12-23 20:00 | 27759.532 | 12
2017-12-23 21:00 | 27348.4438 | 12
2017-12-23 22:00 | 26501.8869 | 12
2017-12-23 23:00 | 25140.2639 | 12
2017-12-24 | 23412.1711 | 12
2017-12-24 01:00 | 22082.6141 | 12
2017-12-24 02:00 | 21065.4889 | 12
2017-12-24 03:00 | 20434.3462 | 12
2017-12-24 04:00 | 20136.2639 | 12
2017-12-24 05:00 | 20148.3624 | 12
2017-12-24 06:00 | 20557.3027 | 12
2017-12-24 07:00 | 21430.9346 | 12
2017-12-24 08:00 | 21962.2592 | 12
2017-12-24 09:00 | 22544.5873 | 12
2017-12-24 10:00 | 22744.0758 | 12
2017-12-24 11:00 | 22558.7942 | 12
2017-12-24 12:00 | 22528.1943 | 12
2017-12-24 13:00 | 22844.722 | 12
2017-12-24 14:00 | 22948.6703 | 12
2017-12-24 15:00 | 22802.1434 | 12
2017-12-24 16:00 | 23101.7768 | 12
2017-12-24 17:00 | 24195.9406 | 12
2017-12-24 18:00 | 26526.3018 | 12
2017-12-24 19:00 | 26339.0391 | 12
2017-12-24 20:00 | 25741.654 | 12
2017-12-24 21:00 | 25260.5618 | 12
2017-12-24 22:00 | 24640.2458 | 12
2017-12-24 23:00 | 23753.6741 | 12
2017-12-25 | 22460.2636 | 12
2017-12-25 01:00 | 21395.666 | 12
2017-12-25 02:00 | 20789.1334 | 12
2017-12-25 03:00 | 20500.0851 | 12
2017-12-25 04:00 | 20233.3188 | 12
2017-12-25 05:00 | 20354.602 | 12
2017-12-25 06:00 | 20813.0177 | 12
2017-12-25 07:00 | 21654.0803 | 12
2017-12-25 08:00 | 22303.9145 | 12
2017-12-25 09:00 | 22695.2849 | 12
2017-12-25 10:00 | 22361.9321 | 12
2017-12-25 11:00 | 21746.5611 | 12
2017-12-25 12:00 | 21462.8054 | 12
2017-12-25 13:00 | 21406.2768 | 12
2017-12-25 14:00 | 21395.2331 | 12
2017-12-25 15:00 | 21359.4776 | 12
2017-12-25 16:00 | 21568.0309 | 12
2017-12-25 17:00 | 22663.0748 | 12
2017-12-25 18:00 | 25072.1111 | 12
2017-12-25 19:00 | 25278.4477 | 12
2017-12-25 20:00 | 25163.5232 | 12
2017-12-25 21:00 | 24912.326 | 12
2017-12-25 22:00 | 24384.8378 | 12
2017-12-25 23:00 | 23164.4738 | 12
2017-12-26 | 21686.95 | 12
2017-12-26 01:00 | 20650.8889 | 12
2017-12-26 02:00 | 20264.318 | 12
2017-12-26 03:00 | 19938.3499 | 12
2017-12-26 04:00 | 19963.9558 | 12
2017-12-26 05:00 | 20500.3151 | 12
2017-12-26 06:00 | 21527.6194 | 12
2017-12-26 07:00 | 23039.1944 | 12
2017-12-26 08:00 | 24010.0496 | 12
2017-12-26 09:00 | 24577.1978 | 12
2017-12-26 10:00 | 24558.4677 | 12
2017-12-26 11:00 | 24188.7523 | 12
2017-12-26 12:00 | 23820.1681 | 12
2017-12-26 13:00 | 23468.2121 | 12
2017-12-26 14:00 | 23397.7718 | 12
2017-12-26 15:00 | 23730.7882 | 12
2017-12-26 16:00 | 24334.5445 | 12
2017-12-26 17:00 | 25673.8205 | 12
2017-12-26 18:00 | 28443.6912 | 12
2017-12-26 19:00 | 28730.0886 | 12
2017-12-26 20:00 | 28374.7309 | 12
2017-12-26 21:00 | 27739.2691 | 12
2017-12-26 22:00 | 26576.3193 | 12
2017-12-26 23:00 | 24947.9371 | 12
2017-12-27 | 23208.8969 | 12
2017-12-27 01:00 | 21882.9249 | 12
2017-12-27 02:00 | 21034.2784 | 12
2017-12-27 03:00 | 20640.6475 | 12
2017-12-27 04:00 | 20558.2554 | 12
2017-12-27 05:00 | 21140.0917 | 12
2017-12-27 06:00 | 22506.9402 | 12
2017-12-27 07:00 | 24360.909 | 12
2017-12-27 08:00 | 25241.4634 | 12
2017-12-27 09:00 | 25321.6452 | 12
2017-12-27 10:00 | 25093.1274 | 12
2017-12-27 11:00 | 25048.3501 | 12
2017-12-27 12:00 | 24583.6114 | 12
2017-12-27 13:00 | 24283.4486 | 12
2017-12-27 14:00 | 24228.9123 | 12
2017-12-27 15:00 | 24762.9768 | 12
2017-12-27 16:00 | 25214.5806 | 12
2017-12-27 17:00 | 26359.2175 | 12
2017-12-27 18:00 | 28831.0331 | 12
2017-12-27 19:00 | 29124.8427 | 12
2017-12-27 20:00 | 28706.3599 | 12
2017-12-27 21:00 | 28006.0065 | 12
2017-12-27 22:00 | 26782.802 | 12
2017-12-27 23:00 | 25299.9703 | 12
2017-12-28 | 23677.2881 | 12
2017-12-28 01:00 | 22354.8658 | 12
2017-12-28 02:00 | 21514.2209 | 12
2017-12-28 03:00 | 21095.0352 | 12
2017-12-28 04:00 | 21025.8349 | 12
2017-12-28 05:00 | 21342.4403 | 12
2017-12-28 06:00 | 22440.7936 | 12
2017-12-28 07:00 | 24171.4492 | 12
2017-12-28 08:00 | 24944.2401 | 12
2017-12-28 09:00 | 25198.846 | 12
2017-12-28 10:00 | 25005.4239 | 12
2017-12-28 11:00 | 24756.8138 | 12
2017-12-28 12:00 | 24280.7914 | 12
2017-12-28 13:00 | 24093.2054 | 12
2017-12-28 14:00 | 24393.7119 | 12
2017-12-28 15:00 | 24814.6911 | 12
2017-12-28 16:00 | 25113.2921 | 12
2017-12-28 17:00 | 26181.4824 | 12
2017-12-28 18:00 | 28739.2298 | 12
2017-12-28 19:00 | 28878.989 | 12
2017-12-28 20:00 | 28381.6173 | 12
2017-12-28 21:00 | 27699.5215 | 12
2017-12-28 22:00 | 26514.7392 | 12
2017-12-28 23:00 | 25019.0814 | 12
2017-12-29 | 23227.3851 | 12
2017-12-29 01:00 | 22004.547 | 12
2017-12-29 02:00 | 21136.9621 | 12
2017-12-29 03:00 | 20645.1677 | 12
2017-12-29 04:00 | 20585.2112 | 12
2017-12-29 05:00 | 21158.4448 | 12
2017-12-29 06:00 | 22377.1033 | 12
2017-12-29 07:00 | 24080.9694 | 12
2017-12-29 08:00 | 24961.4504 | 12
2017-12-29 09:00 | 25254.5634 | 12
2017-12-29 10:00 | 24997.5902 | 12
2017-12-29 11:00 | 24699.3778 | 12
2017-12-29 12:00 | 24702.1367 | 12
2017-12-29 13:00 | 24461.8367 | 12
2017-12-29 14:00 | 24613.156 | 12
2017-12-29 15:00 | 24703.3337 | 12
2017-12-29 16:00 | 24939.214 | 12
2017-12-29 17:00 | 26077.0215 | 12
2017-12-29 18:00 | 28583.6113 | 12
2017-12-29 19:00 | 28687.3093 | 12
2017-12-29 20:00 | 28085.581 | 12
2017-12-29 21:00 | 27375.2893 | 12
2017-12-29 22:00 | 26325.6297 | 12
2017-12-29 23:00 | 24776.6375 | 12
2017-12-30 | 23229.1384 | 12
2017-12-30 01:00 | 22142.6994 | 12
2017-12-30 02:00 | 21309.5177 | 12
2017-12-30 03:00 | 20766.2074 | 12
2017-12-30 04:00 | 20485.6833 | 12
2017-12-30 05:00 | 20641.9693 | 12
2017-12-30 06:00 | 21168.9189 | 12
2017-12-30 07:00 | 22026.1983 | 12
2017-12-30 08:00 | 22447.1417 | 12
2017-12-30 09:00 | 22649.9061 | 12
2017-12-30 10:00 | 22795.2855 | 12
2017-12-30 11:00 | 22559.7972 | 12
2017-12-30 12:00 | 22208.2616 | 12
2017-12-30 13:00 | 22015.0299 | 12
2017-12-30 14:00 | 21946.2939 | 12
2017-12-30 15:00 | 22387.2568 | 12
2017-12-30 16:00 | 22696.7492 | 12
2017-12-30 17:00 | 24013.942 | 12
2017-12-30 18:00 | 26676.4664 | 12
2017-12-30 19:00 | 26985.4521 | 12
2017-12-30 20:00 | 26719.0696 | 12
2017-12-30 21:00 | 26176.7918 | 12
2017-12-30 22:00 | 25321.2481 | 12
2017-12-30 23:00 | 24008.5859 | 12
2017-12-31 | 22459.7433 | 12
2017-12-31 01:00 | 21311.0171 | 12
2017-12-31 02:00 | 20605.8787 | 12
2017-12-31 03:00 | 20253.4022 | 12
2017-12-31 04:00 | 20016.7724 | 12
2017-12-31 05:00 | 20052.201 | 12
2017-12-31 06:00 | 20451.5877 | 12
2017-12-31 07:00 | 21196.3303 | 12
2017-12-31 08:00 | 21667.3657 | 12
2017-12-31 09:00 | 21842.2308 | 12
2017-12-31 10:00 | 21745.9467 | 12
2017-12-31 11:00 | 21487.1354 | 12
2017-12-31 12:00 | 21241.691 | 12
2017-12-31 13:00 | 21248.5093 | 12
2017-12-31 14:00 | 21511.6825 | 12
2017-12-31 15:00 | 21849.495 | 12
2017-12-31 16:00 | 22437.9283 | 12
2017-12-31 17:00 | 23590.9886 | 12
2017-12-31 18:00 | 26528.7582 | 12
2017-12-31 19:00 | 26700.8994 | 12
2017-12-31 20:00 | 25932.9749 | 12
2017-12-31 21:00 | 25114.1078 | 12
2017-12-31 22:00 | 24222.7819 | 12
2017-12-31 23:00 | 23250.4457 | 12
2018-01-01 | 22174.6036 | 1

## Tariff - ERCOT
Source: http://www.ercot.com/mktinfo/prices (Historical RTM Load Zone and Hub Prices--Settlement Point Prices, SPPs)
See calculations in file "Price data ERCOT 2010-2018.xlsx"
Seems like these are "hours ending X"
Competitive load zone prices (north, south, west, houston) -- simple average, not load-weighted
| 1 | 2 | 3 | 4 | 5 | 6 | 7 | 8 | 9 | 10 | 11 | 12 | 13 | 14 | 15 | 16 | 17 | 18 | 19 | 20 | 21 | 22 | 23 | 24
2011 | 23.9002 | 20.764 | 19.4389 | 20.4033 | 22.9197 | 31.5332 | 44.121 | 35.7073 | 36.3092 | 37.1842 | 39.4023 | 38.5306 | 37.895 | 48.6062 | 87.72 | 114.4791 | 108.053 | 59.4967 | 49.0774 | 35.0923 | 34.9525 | 32.793 | 29.0865 | 24.7597
2012 | 17.8083 | 16.7958 | 16.2548 | 16.2666 | 16.7671 | 18.7671 | 22.4687 | 20.8469 | 22.7137 | 25.6151 | 28.6987 | 31.2652 | 32.6437 | 35.2454 | 43.614 | 48.9094 | 57.58 | 41.669 | 36.1688 | 28.3937 | 26.1361 | 23.1265 | 22.5106 | 18.8502 | igonore
2013 | 25.7293 | 22.8771 | 21.3249 | 21.3147 | 22.0885 | 24.0931 | 37.1655 | 28.9195 | 28.0689 | 31.8462 | 31.8559 | 34.4504 | 34.9952 | 37.2713 | 40.0013 | 46.9263 | 54.6578 | 45.3697 | 39.0222 | 34.5176 | 32.6507 | 29.7957 | 28.6182 | 26.3649
2014 | 27.7882 | 25.822 | 24.1627 | 24.343 | 25.6384 | 29.9292 | 57.9281 | 41.3274 | 37.2029 | 38.8948 | 38.3397 | 37.6942 | 41.244 | 43.5229 | 46.5901 | 51.2529 | 50.1118 | 51.2866 | 51.6638 | 45.1011 | 41.9744 | 35.7407 | 34.3003 | 29.3044
2015 | 18.8676 | 16.9997 | 15.9962 | 15.6352 | 16.5736 | 18.3094 | 24.8574 | 20.6365 | 22.4938 | 25.0614 | 25.4263 | 25.086 | 27.7564 | 31.1795 | 36.0283 | 40.9154 | 38.5746 | 34.5604 | 29.6011 | 26.1502 | 25.5934 | 22.4721 | 21.1754 | 19.7123
2016 | 15.369 | 13.666 | 13.6045 | 12.9507 | 13.7273 | 16.4208 | 19.593 | 17.6553 | 19.1772 | 19.7464 | 21.616 | 23.8032 | 25.7285 | 31.6754 | 35.5531 | 37.413 | 38.7025 | 32.8833 | 26.0194 | 23.2662 | 23.0123 | 20.264 | 19.3725 | 16.8156 | NOTE: NATALIE GETS DIFFERENT VALUES FOR SIMPLE HOURLY AVERAGES
2017 | 20.8012 | 17.1082 | 15.9273 | 15.8262 | 16.6236 | 19.1777 | 22.5568 | 21.096 | 21.8765 | 24.9466 | 26.0373 | 26.7594 | 29.2205 | 34.0269 | 41.1172 | 45.0819 | 40.9563 | 34.4965 | 30.1124 | 28.5415 | 30.0427 | 24.8013 | 24.3812 | 21.1587
2018 | 22.2938 | 21.7909 | 19.317 | 19.054 | 20.0836 | 23.4525 | 43.9886 | 27.6432 | 25.5385 | 26.9951 | 27.3666 | 29.0893 | 33.4055 | 37.9829 | 45.5616 | 63.2048 | 64.7555 | 50.463 | 40.707 | 36.6675 | 36.1782 | 32.3598 | 27.6237 | 24.132 | For these, I use all LZ observations in N, S, W, and Houston
2019 | 20.3218 | 18.2787 | 17.5793 | 17.6227 | 18.7455 | 21.4368 | 33.4561 | 27.1199 | 23.9508 | 24.9723 | 24.6428 | 25.2382 | 28.8077 | 44.4561 | 89.5638 | 134.2252 | 135.7263 | 63.8833 | 34.6467 | 36.4458 | 32.8756 | 26.9472 | 24.3346 | 21.759 | For these, I use all LZ observations in N, S, W, and Houston
Average (from Jan 2017 - Dec 2019) | 21.1389 | 19.0587 | 17.6225 | 17.501 | 18.4842 | 21.3557 | 33.3338 | 25.2864 | 23.7886 | 25.638 | 26.0156 | 27.029 | 30.4779 | 38.822 | 58.7475 | 80.8373 | 80.4794 | 49.6142 | 35.1554 | 33.8849 | 33.0322 | 28.0361 | 25.4465 | 22.3499
Median | 28.369
9pm-10am, skipping 6am-7am hour
22.1425
All hours
33.0475
[5 empty] | 1 | 21.1389
[5 empty] | 2 | 2 | 19.0587
[5 empty] | 3 | 3 | 17.6225
[5 empty] | 4 | 4 | 17.501
[5 empty] | 5 | 5 | 18.4842
[5 empty] | 6 | 6 | 21.3557
[5 empty] | 7 | 7 | 33.3338
[5 empty] | 8 | 8 | 25.2864
[5 empty] | 9 | 9 | 23.7886
[5 empty] | 10 | 10 | 25.638
[5 empty] | 11 | 11 | 26.0156
[5 empty] | 12 | 12 | 27.029
[5 empty] | 13 | 13 | 30.4779
[5 empty] | 14 | 14 | 38.822
[5 empty] | 15 | 15 | 58.7475
[5 empty] | 16 | 16 | 80.8373
[5 empty] | 17 | 17 | 80.4794
[5 empty] | 18 | 18 | 49.6142
[5 empty] | 19 | 19 | 35.1554
[5 empty] | 20 | 20 | 33.8849
[5 empty] | 21 | 21 | 33.0322
[5 empty] | 22 | 22 | 28.0361
[5 empty] | 23 | 23 | 25.4465
[5 empty] | 24 | 24 | 22.3499

## Tariff-MCPC ERCOT
Capacity market clearing prices for ERCOT: http://mis.ercot.com/misapp/GetReports.do?reportTypeId=13091&reportTitle=Historical%20DAM%20Clearing%20Prices%20for%20Capacity&showHTMLView=&mimicKey | [6 empty] | DAM capacity procurements: http://mis.ercot.com/misapp/GetReports.do?reportTypeId=12316&reportTitle=DAM%20Ancillary%20Service%20Plan&showHTMLView=&mimicKey | [11 empty] | Reshaped hourly capacity prices |  |  |  | Average for 10pm-11am, excluding 7am | 0.83539 |  | Average for all hours | 0.93484
Market clearing price for capacity ($/MW) | [6 empty] | MW of ancillary services procured (from one day in November 2018--ERCOT notes doesn't change much day-to-day) |  |  |  |  | Total hourly procurement cost, $ (MW x $/mW) |  |  |  |  | Load, MW (3/12/17, 3pm is fabricated) | $/MWh (Total $ / MW in a given hour) | Delivery.Date | 1:00 | 2:00 | 3:00 | 4:00 | 5:00 | 6:00 | 7:00 | 8:00 | 9:00 | 10:00 | 11:00 | 12:00 | 13:00 | 14:00 | 15:00 | 16:00 | 17:00 | 18:00 | 19:00 | 20:00 | 21:00 | 22:00 | 23:00 | 24:00
Delivery Date | Hour Ending | Repeated Hour Flag | REGDN | REGUP | RRS | NSPIN | Hour ending on 11/15/18 | REGDN | REGUP | RRS | NSPIN | REGDN | REGUP | RRS | NSPIN | Total ancillary services cost ($) | Load (MW) |  | 2017-01-01 | 0.89805 | 0.87896 | 0.92216 | 0.93423 | 1.0129 | 1.3442 | 2.6953 | 1.3019 | 1.008 | 0.87956 | 0.89937 | 0.95448 | 0.79997 | 0.79366 | 0.7693 | 0.75273 | 0.75219 | 2.1094 | 1.5854 | 0.7867 | 1.4133 | 1.1496 | 1.6359 | 1.4821
2017-01-01 | 1:00 | N | 5 | 5 | 8 | 0.01 | 1:00 | 294 | 212 | 2985 | 1111 | 1470 | 1060 | 23880 | 11.11 | 26421.11 | 29420.64 | 0.89805 | 2017-01-02 | 1.3525 | 1.6935 | 1.4204 | 1.4364 | 1.5321 | 5.282 | 2.7202 | 1.3192 | 0.97929 | 1.2099 | 1.5219 | 1.3733 | 1.0495 | 0.81827 | 0.78274 | 0.76245 | 0.7695 | 2.8218 | 1.6201 | 1.6067 | 1.7643 | 3.5165 | 3.9773 | 1.4929
2017-01-01 | 2:00 | N | 3.76 | 3.34 | 8 | 0.01 | 2:00 | 236 | 179 | 2985 | 1111 | 887.36 | 597.86 | 23880 | 11.11 | 25376.33 | 28870.81 | 0.87896 | 2017-01-03 | 0.97475 | 0.93946 | 0.97899 | 0.98614 | 1.032 | 1.892 | 2.2499 | 1.0244 | 0.87921 | 0.87019 | 0.8155 | 1.0194 | 1.0708 | 0.67807 | 0.65295 | 0.42496 | 0.42893 | 1.73 | 1.5283 | 0.80851 | 0.41657 | 0.73621 | 0.82814 | 0.84981
2017-01-01 | 3:00 | N | 3.5 | 3.05 | 8 | 0.47 | 3:00 | 201 | 205 | 2985 | 1717 | 703.5 | 625.25 | 23880 | 806.99 | 26015.74 | 28211.72 | 0.92216 | 2017-01-04 | 0.55165 | 0.46854 | 0.41839 | 0.51993 | 0.4386 | 0.64821 | 2.1096 | 1.1515 | 0.65637 | 0.52394 | 0.39271 | 0.39628 | 0.42829 | 0.40937 | 0.37342 | 0.26109 | 0.38404 | 1.5158 | 1.3524 | 0.57987 | 0.3763 | 0.41042 | 0.34825 | 0.29806
2017-01-01 | 4:00 | N | 3.5 | 3.2 | 8 | 0.47 | 4:00 | 185 | 205 | 2985 | 1717 | 647.5 | 656 | 23880 | 806.99 | 25990.49 | 27820.29 | 0.93423 | 2017-01-05 | 0.83116 | 0.29888 | 0.32001 | 0.62948 | 0.42391 | 1.0139 | 1.9064 | 1.1034 | 0.69133 | 0.58409 | 0.62428 | 0.61739 | 0.40089 | 0.38833 | 0.30923 | 0.28314 | 0.28136 | 1.2033 | 0.83411 | 0.49499 | 0.46691 | 0.33171 | 0.27811 | 0.30112
2017-01-01 | 5:00 | N | 5 | 8 | 8 | 0.47 | 5:00 | 207 | 283 | 2985 | 1717 | 1035 | 2264 | 23880 | 806.99 | 27985.99 | 27628.96 | 1.0129 | 2017-01-06 | 0.18321 | 0.16765 | 0.17687 | 0.17506 | 0.19121 | 0.31661 | 1.0096 | 0.8927 | 0.58009 | 0.45401 | 0.64765 | 0.40472 | 0.28527 | 0.27605 | 0.22892 | 0.19795 | 0.20947 | 1.8436 | 1.413 | 0.8386 | 0.63198 | 0.53813 | 0.23963 | 0.13758
2017-01-01 | 6:00 | N | 9.11 | 22 | 8 | 0.5 | 6:00 | 327 | 438 | 2985 | 1717 | 2978.97 | 9636 | 23880 | 858.5 | 37353.47 | 27787.66 | 1.3442 | 2017-01-07 | 0.27189 | 0.22694 | 0.22925 | 0.24461 | 0.31146 | 0.68505 | 1.4933 | 1.7439 | 4.396 | 3.2958 | 1.222 | 0.74173 | 0.34362 | 0.24252 | 0.23844 | 0.22174 | 0.31491 | 1.1197 | 1.3702 | 0.85657 | 0.46893 | 0.34376 | 0.19875 | 0.17104
2017-01-01 | 7:00 | N | 35 | 40.4 | 15 | 1 | 7:00 | 249 | 556 | 2872 | 2219 | 8715 | 22462.4 | 43080 | 2219 | 76476.4 | 28374.06 | 2.6953 | 2017-01-08 | 0.13976 | 0.13737 | 0.15261 | 0.14968 | 0.19388 | 0.27359 | 0.62178 | 1.202 | 0.81416 | 0.54855 | 0.33663 | 0.34762 | 0.34417 | 0.31432 | 0.27763 | 0.27717 | 0.25026 | 1.2109 | 1.0908 | 0.61443 | 0.42917 | 0.3719 | 0.34047 | 0.31997
2017-01-01 | 8:00 | N | 3.52 | 5 | 11.55 | 1 | 8:00 | 256 | 306 | 2872 | 2219 | 901.12 | 1530 | 33171.6 | 2219 | 37821.72 | 29050.55 | 1.3019 | 2017-01-09 | 0.24168 | 0.23457 | 0.2485 | 0.24889 | 0.25692 | 0.29754 | 2.3207 | 1.3867 | 0.53264 | 0.31084 | 0.41871 | 0.52159 | 0.39845 | 0.37608 | 0.30537 | 0.30313 | 0.3069 | 1.2503 | 0.8854 | 0.30468 | 0.30451 | 0.97376 | 0.94126 | 1.0729
2017-01-01 | 9:00 | N | 3.98 | 4 | 9 | 1 | 9:00 | 156 | 343 | 2872 | 2219 | 620.88 | 1372 | 25848 | 2219 | 30059.88 | 29820.17 | 1.008 | 2017-01-10 | 0.65663 | 0.61617 | 0.58134 | 0.58051 | 0.64427 | 2.6506 | 3.4018 | 0.97648 | 0.89935 | 2.2403 | 1.8706 | 1.7198 | 1.7477 | 1.0133 | 0.76452 | 0.82373 | 0.89642 | 3.2965 | 1.7525 | 0.5645 | 1.2006 | 2.3403 | 2.6655 | 2.5929
2017-01-01 | 10:00 | N | 3.46 | 4 | 8 | 1 | 10:00 | 196 | 315 | 2872 | 2219 | 678.16 | 1260 | 22976 | 2219 | 27133.16 | 30848.39 | 0.87956 | 2017-01-11 | 1.6239 | 1.5547 | 1.5789 | 1.5853 | 1.6714 | 5.8614 | 3.3234 | 1.9462 | 2.0118 | 2.0192 | 1.6832 | 1.7265 | 1.6411 | 2.4843 | 1.5806 | 0.7271 | 0.46556 | 2.0536 | 0.98627 | 1.1259 | 1.2568 | 1.311 | 5.8171 | 3.9592
2017-01-01 | 11:00 | N | 11.03 | 5 | 8 | 0.9 | 11:00 | 226 | 326 | 2842 | 1635 | 2492.78 | 1630 | 22736 | 1471.5 | 28330.28 | 31500 | 0.89937 | 2017-01-12 | 1.1804 | 1.1514 | 1.1681 | 1.171 | 1.261 | 2.5123 | 2.7365 | 0.83347 | 1.0166 | 0.72865 | 0.57381 | 0.75539 | 0.6528 | 0.79952 | 0.61792 | 0.66099 | 0.68618 | 2.4857 | 1.186 | 1.0492 | 1.591 | 2.1261 | 2.4667 | 2.0339
2017-01-01 | 12:00 | N | 24 | 3.1 | 8 | 0.9 | 12:00 | 222 | 319 | 2842 | 1635 | 5328 | 988.9 | 22736 | 1471.5 | 30524.4 | 31980.15 | 0.95448 | 2017-01-13 | 0.70615 | 0.66863 | 0.68565 | 0.69513 | 0.72143 | 1.966 | 2.3777 | 0.64943 | 0.56145 | 0.57209 | 0.50397 | 0.51899 | 0.57136 | 0.62541 | 0.62586 | 0.58339 | 0.57214 | 1.9086 | 1.8077 | 0.6482 | 0.82063 | 1.2488 | 1.8134 | 1.8403
2017-01-01 | 13:00 | N | 3.5 | 3.1 | 8 | 0.9 | 13:00 | 195 | 299 | 2842 | 1635 | 682.5 | 926.9 | 22736 | 1471.5 | 25816.9 | 32272.47 | 0.79997 | 2017-01-14 | 0.86839 | 0.62232 | 0.59851 | 0.52297 | 0.59131 | 1.7472 | 2.5721 | 0.97589 | 0.62629 | 1.1403 | 0.96664 | 1.0527 | 0.82317 | 0.55025 | 0.54058 | 0.54071 | 0.48029 | 2.0859 | 1.4076 | 1.0469 | 1.268 | 1.5857 | 1.844 | 1.9205
2017-01-01 | 14:00 | N | 3.5 | 3.1 | 8 | 0.9 | 14:00 | 205 | 237 | 2842 | 1635 | 717.5 | 734.7 | 22736 | 1471.5 | 25659.7 | 32330.78 | 0.79366 | 2017-01-15 | 1.2261 | 0.93954 | 0.98892 | 1.3191 | 1.3911 | 3.2926 | 3.6971 | 2.3526 | 2.2671 | 2.059 | 1.1153 | 1.1113 | 0.84607 | 0.83386 | 0.83769 | 0.87854 | 0.70123 | 2.0734 | 2.9144 | 1.2622 | 1.6531 | 0.98526 | 2.1489 | 4.1294
2017-01-01 | 15:00 | N | 3.5 | 3.1 | 8 | 0.5 | 15:00 | 212 | 213 | 2842 | 1380 | 742 | 660.3 | 22736 | 690 | 24828.3 | 32273.82 | 0.7693 | 2017-01-16 | 2.3459 | 4.2782 | 2.453 | 2.452 | 2.4978 | 1.6956 | 2.6371 | 1.1107 | 1.0222 | 0.97082 | 0.8976 | 0.83682 | 0.64906 | 0.59608 | 0.53592 | 0.51896 | 0.57892 | 2.1165 | 1.9755 | 1.2136 | 0.69528 | 0.99363 | 0.99279 | 1.9651
2017-01-01 | 16:00 | N | 1 | 2.9 | 8 | 0.5 | 16:00 | 191 | 237 | 2842 | 1380 | 191 | 687.3 | 22736 | 690 | 24304.3 | 32288.18 | 0.75273 | 2017-01-17 | 0.74909 | 0.52357 | 0.66027 | 0.59914 | 0.67556 | 1.3438 | 2.2322 | 0.76033 | 0.70577 | 0.61673 | 0.51952 | 0.48772 | 0.49489 | 0.44551 | 0.41358 | 0.41582 | 0.46624 | 2.0618 | 2.0759 | 1.0329 | 0.83369 | 0.5432 | 1.3632 | 1.6222
2017-01-01 | 17:00 | N | 0.51 | 3 | 8 | 0.5 | 17:00 | 218 | 258 | 2842 | 1380 | 111.18 | 774 | 22736 | 690 | 24311.18 | 32320.68 | 0.75219 | 2017-01-18 | 0.41985 | 0.4207 | 0.39063 | 0.43745 | 0.53866 | 1.0612 | 3.9442 | 1.0682 | 1.262 | 0.98761 | 0.88591 | 0.64593 | 0.62744 | 0.5899 | 0.4669 | 0.42409 | 0.41223 | 2.1279 | 1.8805 | 1.7096 | 1.181 | 1.7898 | 2.4098 | 2.9784
2017-01-01 | 18:00 | N | 3 | 20 | 21.65 | 0.5 | 18:00 | 240 | 365 | 2842 | 1380 | 720 | 7300 | 61529.3 | 690 | 70239.3 | 33298.33 | 2.1094 | 2017-01-19 | 1.1206 | 1.1273 | 1.1515 | 1.1495 | 1.1514 | 1.6597 | 3.0762 | 1.7561 | 1.9031 | 1.2371 | 1.3709 | 1.3817 | 1.6792 | 1.6952 | 1.9592 | 1.9408 | 1.9057 | 2.3066 | 1.7856 | 1.6469 | 1.3048 | 2.1602 | 3.7352 | 1.8094
2017-01-01 | 19:00 | N | 3.5 | 12.36 | 18 | 0.5 | 19:00 | 320 | 214 | 2842 | 1426 | 1120 | 2645.04 | 51156 | 713 | 55634.04 | 35091.41 | 1.5854 | 2017-01-20 | 1.4094 | 1.4079 | 1.4239 | 1.426 | 1.4187 | 1.7798 | 3.2245 | 1.5704 | 1.592 | 1.5989 | 1.5659 | 1.577 | 1.256 | 1.5944 | 1.571 | 1.5681 | 1.262 | 2.6587 | 2.0512 | 1.5837 | 1.4586 | 1.5575 | 3.2097 | 2.8735
2017-01-01 | 20:00 | N | 3.44 | 3.1 | 8.8 | 0.5 | 20:00 | 322 | 178 | 2842 | 1426 | 1107.68 | 551.8 | 25009.6 | 713 | 27382.08 | 34806.31 | 0.7867 | 2017-01-21 | 3.7753 | 3.836 | 2.7205 | 2.7459 | 2.7647 | 4.7605 | 4.7265 | 2.47 | 2.0315 | 1.9576 | 1.9365 | 2.1641 | 1.9808 | 1.9458 | 1.9361 | 1.681 | 1.6614 | 2.6375 | 2.1112 | 2.6201 | 2.3197 | 2.8081 | 3.5921 | 3.3867
2017-01-01 | 21:00 | N | 4.21 | 3.1 | 16 | 0.5 | 21:00 | 337 | 173 | 2842 | 1426 | 1418.77 | 536.3 | 45472 | 713 | 48140.07 | 34061.38 | 1.4133 | 2017-01-22 | 4.3929 | 4.5048 | 3.6667 | 3.6774 | 3.8469 | 5.1464 | 5.2025 | 3.265 | 2.9429 | 2.8049 | 2.8968 | 2.0576 | 1.4804 | 1.545 | 1.9972 | 1.3883 | 1.3919 | 2.4138 | 2.4795 | 1.0177 | 1.0215 | 1.4218 | 1.3213 | 1.5937
2017-01-01 | 22:00 | N | 6.81 | 3.2 | 12 | 0.5 | 22:00 | 394 | 194 | 2842 | 1426 | 2683.14 | 620.8 | 34104 | 713 | 38120.94 | 33161.34 | 1.1496 | 2017-01-23 | 0.99873 | 0.75651 | 0.79031 | 0.7298 | 0.83708 | 1.2293 | 3.3541 | 2.2469 | 1.1054 | 0.89027 | 1.2942 | 1.4078 | 1.399 | 1.7778 | 1.3861 | 1.2979 | 1.3015 | 2.4978 | 1.788 | 1.6215 | 1.3511 | 1.8419 | 2.6253 | 2.7749
2017-01-01 | 23:00 | N | 15 | 4.74 | 15 | 0.01 | 23:00 | 389 | 265 | 2985 | 1111 | 5835 | 1256.1 | 44775 | 11.11 | 51877.21 | 31711.97 | 1.6359 | 2017-01-24 | 3.5254 | 3.4157 | 3.4421 | 3.4667 | 3.4678 | 3.6217 | 4.0684 | 4.5757 | 2.0651 | 2.092 | 2.3804 | 2.0998 | 2.0669 | 2.0374 | 0.82833 | 0.94441 | 1.6012 | 2.0471 | 1.221 | 1.7671 | 1.9583 | 1.8186 | 2.6743 | 2.5972
2017-01-01 | 24:00 | N | 14.03 | 3 | 13 | 0.01 | 24:00 | 362 | 243 | 2985 | 1111 | 5078.86 | 729 | 38805 | 11.11 | 44623.97 | 30108.53 | 1.4821 | 2017-01-25 | 2.1325 | 2.1627 | 2.2057 | 2.2268 | 2.3916 | 2.1214 | 2.802 | 1.7033 | 1.3301 | 0.86063 | 0.6968 | 0.58089 | 0.64041 | 0.47338 | 0.60433 | 0.36147 | 0.36416 | 1.7825 | 1.8434 | 0.72365 | 0.45972 | 0.46308 | 0.47283 | 0.42272
2017-01-02 | 1:00 | N | 5.66 | 5 | 12 | 0.01 | 1:00 | 294 | 212 | 2985 | 1111 | 1664.04 | 1060 | 35820 | 11.11 | 38555.15 | 28505.9 | 1.3525 | 2017-01-26 | 0.42394 | 0.41619 | 0.42262 | 0.41923 | 0.43497 | 0.71504 | 2.1867 | 1.2873 | 0.88727 | 0.47606 | 0.57042 | 0.53065 | 0.45678 | 0.46491 | 0.37083 | 0.36355 | 0.41369 | 1.7684 | 1.4097 | 0.73025 | 0.60086 | 0.43234 | 0.58615 | 0.40686
2017-01-02 | 2:00 | N | 5 | 3.11 | 15.01 | 0.01 | 2:00 | 236 | 179 | 2985 | 1111 | 1180 | 556.69 | 44804.85 | 11.11 | 46552.65 | 27488.56 | 1.6935 | 2017-01-27 | 0.20335 | 0.19198 | 0.19615 | 0.1932 | 0.20789 | 0.43411 | 2.1763 | 1.6254 | 0.54964 | 0.34196 | 0.2614 | 0.26699 | 0.34426 | 0.34801 | 0.23768 | 0.23406 | 0.26126 | 0.54684 | 0.63768 | 0.5635 | 0.3265 | 0.35223 | 0.54369 | 0.30535
2017-01-02 | 3:00 | N | 5 | 3.11 | 12 | 0.45 | 3:00 | 201 | 205 | 2985 | 1717 | 1005 | 637.55 | 35820 | 772.65 | 38235.2 | 26919.2 | 1.4204 | 2017-01-28 | 0.38408 | 0.27254 | 0.22137 | 0.22589 | 0.37601 | 0.61443 | 0.88615 | 0.96909 | 0.97802 | 0.87503 | 0.78201 | 0.35203 | 0.23839 | 0.20243 | 0.16391 | 0.14255 | 0.2119 | 0.89759 | 1.2721 | 0.53467 | 0.53862 | 0.47212 | 0.57592 | 0.38641
2017-01-02 | 4:00 | N | 5 | 5 | 12 | 0.45 | 4:00 | 185 | 205 | 2985 | 1717 | 925 | 1025 | 35820 | 772.65 | 38542.65 | 26832.56 | 1.4364 | 2017-01-29 | 0.45398 | 0.4389 | 0.3665 | 0.36611 | 0.39274 | 0.73588 | 0.98279 | 0.90459 | 0.92967 | 0.64573 | 0.38588 | 0.348 | 0.24108 | 0.22861 | 0.48073 | 0.21627 | 0.31474 | 0.98904 | 1.5196 | 0.66926 | 0.59659 | 0.62676 | 0.76048 | 0.87693
2017-01-02 | 5:00 | N | 8.1 | 12 | 12 | 0.45 | 5:00 | 207 | 283 | 2985 | 1717 | 1676.7 | 3396 | 35820 | 772.65 | 41665.35 | 27194.66 | 1.5321 | 2017-01-30 | 0.43862 | 0.41493 | 0.43543 | 0.429 | 0.49576 | 0.84643 | 2.3717 | 1.8216 | 0.81953 | 0.53924 | 0.91741 | 0.41466 | 0.46996 | 0.47791 | 0.36721 | 0.36018 | 0.36109 | 0.81279 | 0.97913 | 1.2048 | 0.85112 | 0.9463 | 1.0762 | 1.6009
2017-01-02 | 6:00 | N | 10 | 200 | 19 | 0.45 | 6:00 | 327 | 438 | 2985 | 1717 | 3270 | 87600 | 56715 | 772.65 | 148357.65 | 28087.62 | 5.282 | 2017-01-31 | 2.8868 | 2.9188 | 2.8976 | 2.1446 | 2.1359 | 0.93774 | 2.9397 | 0.89232 | 1.1769 | 0.88451 | 0.59359 | 0.72437 | 1.6873 | 1.9331 | 1.9812 | 1.8492 | 1.0192 | 1.8735 | 1.517 | 1.6341 | 1.6168 | 1.7134 | 2.4646 | 3.6799
2017-01-02 | 7:00 | N | 42.45 | 43.58 | 15 | 0.97 | 7:00 | 249 | 556 | 2872 | 2219 | 10570.05 | 24230.48 | 43080 | 2152.43 | 80032.96 | 29421.88 | 2.7202 | 2017-02-01 | 2.8731 | 2.9304 | 2.974 | 2.9644 | 1.8882 | 1.7961 | 4.4379 | 1.2474 | 1.0454 | 1.2359 | 0.64766 | 0.76358 | 0.91385 | 0.96581 | 0.86597 | 0.68117 | 0.61437 | 1.2163 | 1.5898 | 0.71469 | 0.57936 | 0.91264 | 1.8386 | 1.1444
2017-01-02 | 8:00 | N | 7.47 | 5 | 12 | 0.97 | 8:00 | 256 | 306 | 2872 | 2219 | 1912.32 | 1530 | 34464 | 2152.43 | 40058.75 | 30365.47 | 1.3192 | 2017-02-02 | 1.3479 | 1.3498 | 1.3777 | 1.3779 | 1.0133 | 1.0555 | 1.6571 | 0.91333 | 1.186 | 1.1138 | 0.65847 | 0.67222 | 0.70139 | 0.73248 | 0.68978 | 0.72898 | 0.66791 | 1.3219 | 2.3636 | 0.99991 | 0.65237 | 0.57558 | 0.5786 | 0.79501
2017-01-02 | 9:00 | N | 6.15 | 5 | 9 | 0.97 | 9:00 | 156 | 343 | 2872 | 2219 | 959.4 | 1715 | 25848 | 2152.43 | 30674.83 | 31323.57 | 0.97929 | 2017-02-03 | 0.4279 | 0.40234 | 0.39658 | 0.40377 | 0.4401 | 0.58061 | 3.2166 | 1.9628 | 1.9014 | 1.064 | 0.39398 | 0.41129 | 0.413 | 0.46274 | 0.37343 | 0.37642 | 0.38786 | 1.2129 | 1.565 | 0.46539 | 0.44582 | 0.50331 | 0.75914 | 0.91016
2017-01-02 | 10:00 | N | 3.5 | 5 | 12 | 1.05 | 10:00 | 196 | 315 | 2872 | 2219 | 686 | 1575 | 34464 | 2329.95 | 39054.95 | 32279.59 | 1.2099 | 2017-02-04 | 0.81698 | 0.78934 | 0.51097 | 0.62431 | 0.63316 | 1.094 | 0.95273 | 0.83079 | 1.0523 | 1.8046 | 0.6731 | 0.51906 | 0.58043 | 0.45052 | 0.38496 | 0.38732 | 0.38021 | 0.99915 | 1.3658 | 0.86006 | 1.6112 | 1.7452 | 1.6597 | 1.4959
2017-01-02 | 11:00 | N | 35 | 4 | 14 | 0.97 | 11:00 | 226 | 326 | 2842 | 1635 | 7910 | 1304 | 39788 | 1585.95 | 50587.95 | 33239.66 | 1.5219 | 2017-02-05 | 2.0756 | 2.0933 | 1.6646 | 2.2139 | 2.2164 | 2.7216 | 2.9102 | 1.3947 | 1.3899 | 1.1189 | 0.64709 | 0.58962 | 0.54331 | 0.43272 | 0.50567 | 0.498 | 0.41565 | 1.0256 | 2.3482 | 0.7483 | 0.76759 | 1.107 | 2.5578 | 1.9006
2017-01-02 | 12:00 | N | 32.41 | 3.3 | 13 | 0.97 | 12:00 | 222 | 319 | 2842 | 1635 | 7195.02 | 1052.7 | 36946 | 1585.95 | 46779.67 | 34064.69 | 1.3733 | 2017-02-06 | 1.8331 | 1.8842 | 1.9635 | 1.9596 | 1.9254 | 2.6465 | 4.195 | 2.3412 | 2.2878 | 1.6626 | 0.92569 | 0.82388 | 0.64159 | 0.58593 | 0.62708 | 0.61084 | 0.60299 | 1.3697 | 2.3699 | 0.66947 | 0.82487 | 1.5014 | 2.3441 | 3.4188
2017-01-02 | 13:00 | N | 3.5 | 3.3 | 11.62 | 0.97 | 13:00 | 195 | 299 | 2842 | 1635 | 682.5 | 986.7 | 33024.04 | 1585.95 | 36279.19 | 34566.9 | 1.0495 | 2017-02-07 | 1.7753 | 1.78 | 1.8622 | 1.8955 | 1.908 | 2.311 | 3.3593 | 1.8904 | 2.1735 | 1.6898 | 0.60806 | 0.60661 | 0.58211 | 0.77091 | 0.76672 | 1.0128 | 0.76611 | 1.3855 | 1.4485 | 0.75414 | 0.70113 | 0.74541 | 1.6888 | 1.4937
2017-01-02 | 14:00 | N | 3.5 | 3.3 | 9 | 0.97 | 14:00 | 205 | 237 | 2842 | 1635 | 717.5 | 782.1 | 25578 | 1585.95 | 28663.55 | 35029.39 | 0.81827 | 2017-02-08 | 1.4134 | 1.4194 | 1.4683 | 1.4785 | 1.4405 | 1.8978 | 2.6564 | 1.436 | 0.83719 | 0.83279 | 0.53021 | 0.48911 | 0.59188 | 0.89443 | 1.1296 | 1.5493 | 1.1223 | 1.252 | 1.6385 | 0.57058 | 0.57201 | 0.58058 | 0.62606 | 1.0612
2017-01-02 | 15:00 | N | 3.5 | 3.3 | 9 | 0.5 | 15:00 | 212 | 213 | 2842 | 1380 | 742 | 702.9 | 25578 | 690 | 27712.9 | 35405.03 | 0.78274 | 2017-02-09 | 0.5577 | 0.4778 | 0.51496 | 0.52531 | 0.58246 | 1.0084 | 2.8974 | 1.5914 | 1.4025 | 1.11 | 0.44321 | 0.51896 | 0.71107 | 1.2584 | 0.87728 | 0.80504 | 0.76052 | 1.8663 | 2.4706 | 0.8702 | 0.8619 | 1.2351 | 1.9729 | 1.1313
2017-01-02 | 16:00 | N | 0.68 | 3.1 | 9 | 0.5 | 16:00 | 191 | 237 | 2842 | 1380 | 129.88 | 734.7 | 25578 | 690 | 27132.58 | 35585.88 | 0.76245 | 2017-02-10 | 1.6561 | 1.6676 | 1.6991 | 1.689 | 1.6531 | 2.4543 | 5.204 | 2.3789 | 1.9462 | 1.4675 | 2.4441 | 1.5166 | 1.5587 | 1.6918 | 1.9079 | 1.5027 | 1.5777 | 1.7582 | 3.8728 | 2.4135 | 1.932 | 3.1447 | 3.8791 | 1.6481
2017-01-02 | 17:00 | N | 0.51 | 3.66 | 9 | 0.5 | 17:00 | 218 | 258 | 2842 | 1380 | 111.18 | 944.28 | 25578 | 690 | 27323.46 | 35508.17 | 0.7695 | 2017-02-11 | 1.907 | 1.6288 | 1.694 | 1.7081 | 1.7336 | 2.6607 | 3.0517 | 1.4024 | 1.1175 | 1.1509 | 0.79109 | 0.5348 | 0.74273 | 1.0716 | 0.78529 | 1.0736 | 1.0079 | 1.6408 | 1.9123 | 0.73793 | 0.75384 | 0.62389 | 1.8512 | 1.445
2017-01-02 | 18:00 | N | 3.11 | 29.36 | 31.36 | 0.5 | 18:00 | 240 | 365 | 2842 | 1380 | 746.4 | 10716.4 | 89125.12 | 690 | 101277.92 | 35890.77 | 2.8218 | 2017-02-12 | 1.9941 | 2.4862 | 2.5965 | 2.6494 | 2.7245 | 3.5635 | 6.1691 | 3.9519 | 3.0787 | 2.5028 | 1.5937 | 1.0613 | 1.0494 | 1.0226 | 1.1384 | 1.2338 | 1.306 | 1.4818 | 1.5003 | 0.49159 | 0.53982 | 1.0015 | 1.5555 | 0.78894
2017-01-02 | 19:00 | N | 3.5 | 9.05 | 20 | 0.5 | 19:00 | 320 | 214 | 2842 | 1426 | 1120 | 1936.7 | 56840 | 713 | 60609.7 | 37412.1 | 1.6201 | 2017-02-13 | 0.75528 | 0.50857 | 0.57479 | 0.58804 | 0.81477 | 1.9177 | 1.6817 | 1.0758 | 0.93361 | 0.87524 | 0.65926 | 0.62874 | 0.52816 | 0.5263 | 0.58531 | 0.46355 | 0.59329 | 0.98131 | 2.181 | 0.89531 | 0.68286 | 0.66914 | 0.87173 | 0.86596
2017-01-02 | 20:00 | N | 3.45 | 3.69 | 20 | 0.5 | 20:00 | 322 | 178 | 2842 | 1426 | 1110.9 | 656.82 | 56840 | 713 | 59320.72 | 36921.31 | 1.6067 | 2017-02-14 | 0.61231 | 0.52479 | 0.55853 | 0.58763 | 0.59609 | 1.3296 | 2.822 | 1.5901 | 1.3633 | 1.051 | 0.59202 | 0.52628 | 0.4978 | 0.49543 | 0.44548 | 0.38278 | 0.37978 | 0.76229 | 1.765 | 0.75449 | 0.69558 | 0.73596 | 0.58026 | 0.75517
2017-01-02 | 21:00 | N | 4.32 | 9.05 | 21 | 0.5 | 21:00 | 337 | 173 | 2842 | 1426 | 1455.84 | 1565.65 | 59682 | 713 | 63416.49 | 35943.58 | 1.7643 | 2017-02-15 | 0.48697 | 0.45461 | 0.47209 | 0.48052 | 0.51711 | 0.96803 | 1.9134 | 1.3759 | 0.75659 | 0.62135 | 0.35761 | 0.34554 | 0.35133 | 0.35165 | 0.31961 | 0.32154 | 0.32281 | 0.62089 | 1.747 | 0.69899 | 0.59513 | 0.43485 | 0.46691 | 0.37733
2017-01-02 | 22:00 | N | 6.94 | 7.1 | 41 | 0.5 | 22:00 | 394 | 194 | 2842 | 1426 | 2734.36 | 1377.4 | 116522 | 713 | 121346.76 | 34508.23 | 3.5165 | 2017-02-16 | 0.26463 | 0.21995 | 0.24054 | 0.24384 | 0.24997 | 0.37743 | 2.1994 | 1.5612 | 0.70035 | 0.59751 | 0.52367 | 0.43581 | 0.67247 | 0.53758 | 0.40673 | 0.3993 | 0.34375 | 0.52595 | 0.93776 | 0.49989 | 0.5771 | 0.63342 | 0.62952 | 0.53161
2017-01-02 | 23:00 | N | 14.93 | 12 | 40 | 0.01 | 23:00 | 389 | 265 | 2985 | 1111 | 5807.77 | 3180 | 119400 | 11.11 | 128398.88 | 32283.3 | 3.9773 | 2017-02-17 | 0.53507 | 0.51215 | 0.52317 | 0.53111 | 0.52851 | 0.87586 | 2.8082 | 1.5463 | 1.5726 | 0.77339 | 0.84304 | 0.49098 | 0.43607 | 0.4395 | 0.40408 | 0.40661 | 0.75582 | 1.0966 | 2.3331 | 1.3168 | 1.3469 | 1.369 | 1.2552 | 0.52793
2017-01-02 | 24:00 | N | 12.83 | 4.83 | 13 | 0.01 | 24:00 | 362 | 243 | 2985 | 1111 | 4644.46 | 1173.69 | 38805 | 11.11 | 44634.26 | 29898.29 | 1.4929 | 2017-02-18 | 0.67091 | 0.65317 | 0.70627 | 0.58817 | 0.72977 | 1.3614 | 1.5031 | 0.87119 | 0.81676 | 0.91455 | 0.68209 | 0.61223 | 0.68241 | 1.1141 | 1.0196 | 0.55583 | 0.53014 | 0.5108 | 0.79159 | 0.45212 | 0.54598 | 0.64669 | 1.7205 | 1.1088
2017-01-03 | 1:00 | N | 8.86 | 5 | 8 | 0.01 | 1:00 | 294 | 212 | 2985 | 1111 | 2604.84 | 1060 | 23880 | 11.11 | 27555.95 | 28269.64 | 0.97475 | 2017-02-19 | 0.82641 | 0.99524 | 1.0455 | 1.0605 | 1.1142 | 2.3493 | 2.7693 | 0.98639 | 1.2061 | 0.8363 | 0.47952 | 0.46619 | 0.45491 | 0.48992 | 0.52996 | 0.52416 | 0.56655 | 0.81416 | 2.5837 | 0.58646 | 0.42513 | 0.43715 | 0.80077 | 1.5176
2017-01-03 | 2:00 | N | 5 | 3.11 | 8 | 0.01 | 2:00 | 236 | 179 | 2985 | 1111 | 1180 | 556.69 | 23880 | 11.11 | 25627.8 | 27279.26 | 0.93946 | 2017-02-20 | 0.91281 | 0.92664 | 0.9785 | 1.013 | 1.0384 | 1.2191 | 1.4716 | 0.77336 | 0.73846 | 0.64226 | 0.45157 | 0.44325 | 0.43659 | 0.42518 | 0.45342 | 0.39592 | 0.44086 | 0.8767 | 3.0266 | 1.3802 | 0.52142 | 0.6188 | 0.98939 | 1.1365
2017-01-03 | 3:00 | N | 5 | 3.2 | 8 | 0.45 | 3:00 | 201 | 205 | 2985 | 1717 | 1005 | 656 | 23880 | 772.65 | 26313.65 | 26878.29 | 0.97899 | 2017-02-21 | 0.58348 | 0.51433 | 0.5609 | 0.57092 | 0.58385 | 1.0136 | 1.2036 | 0.65488 | 0.73476 | 0.64926 | 0.47172 | 0.45545 | 0.44705 | 0.44436 | 0.38886 | 0.42407 | 0.41302 | 0.84957 | 2.5322 | 0.60122 | 0.58103 | 0.66661 | 0.74738 | 1.1476
2017-01-03 | 4:00 | N | 5 | 5 | 8 | 0.45 | 4:00 | 185 | 205 | 2985 | 1717 | 925 | 1025 | 23880 | 772.65 | 26602.65 | 26976.52 | 0.98614 | 2017-02-22 | 0.48091 | 0.4721 | 0.41326 | 0.42322 | 0.4206 | 0.72702 | 1.1934 | 0.65562 | 0.63419 | 0.60984 | 0.48275 | 0.50388 | 0.52196 | 0.50641 | 0.46243 | 0.90916 | 0.47657 | 0.66298 | 1.387 | 0.47262 | 0.52059 | 0.51253 | 1.627 | 1.156
2017-01-03 | 5:00 | N | 6.64 | 9 | 8 | 0.45 | 5:00 | 207 | 283 | 2985 | 1717 | 1374.48 | 2547 | 23880 | 772.65 | 28574.13 | 27687.99 | 1.032 | 2017-02-23 | 1.5899 | 1.5847 | 1.6378 | 1.6759 | 1.6883 | 2.2708 | 5.0078 | 1.6001 | 1.6941 | 1.5199 | 0.83943 | 0.77843 | 0.5902 | 0.84459 | 0.64047 | 0.54352 | 0.60951 | 0.77146 | 1.3645 | 0.49933 | 0.4705 | 0.89992 | 2.126 | 2.5096
2017-01-03 | 6:00 | N | 13.5 | 35.43 | 12 | 0.5 | 6:00 | 327 | 438 | 2985 | 1717 | 4414.5 | 15518.34 | 35820 | 858.5 | 56611.34 | 29922.14 | 1.892 | 2017-02-24 | 1.5016 | 1.5402 | 1.592 | 1.6003 | 1.6689 | 1.9571 | 2.0681 | 0.86007 | 0.86183 | 0.76003 | 0.49017 | 0.60247 | 0.51409 | 0.69192 | 1.1555 | 0.91764 | 1.0004 | 0.87525 | 1.6777 | 0.72551 | 0.63403 | 0.61755 | 0.65878 | 0.98178
2017-01-03 | 7:00 | N | 20 | 40.06 | 16 | 1 | 7:00 | 249 | 556 | 2872 | 2219 | 4980 | 22273.36 | 45952 | 2219 | 75424.36 | 33522.87 | 2.2499 | 2017-02-25 | 0.48145 | 0.38292 | 0.41766 | 0.41055 | 0.52816 | 0.80883 | 0.86222 | 0.85922 | 1.2521 | 1.7491 | 0.81027 | 0.55954 | 0.61136 | 0.63831 | 0.61306 | 0.62177 | 0.62918 | 0.92473 | 1.7092 | 0.67592 | 0.89534 | 1.5224 | 2.4753 | 1.9339
2017-01-03 | 8:00 | N | 3.5 | 5 | 11 | 1 | 8:00 | 256 | 306 | 2872 | 2219 | 896 | 1530 | 31592 | 2219 | 36237 | 35372.41 | 1.0244 | 2017-02-26 | 1.6472 | 2.1186 | 2.1555 | 2.1885 | 1.6944 | 2.5934 | 2.6824 | 1.6773 | 1.8101 | 1.5967 | 0.91308 | 0.78156 | 1.0143 | 1.2325 | 1.2028 | 0.78091 | 0.78818 | 1.3276 | 2.7865 | 1.0553 | 0.88014 | 0.98571 | 1.3831 | 2.0428
2017-01-03 | 9:00 | N | 3.01 | 8 | 9 | 0.97 | 9:00 | 156 | 343 | 2872 | 2219 | 469.56 | 2744 | 25848 | 2152.43 | 31213.99 | 35502.15 | 0.87921 | 2017-02-27 | 1.6657 | 1.5454 | 1.5917 | 1.6135 | 1.6909 | 2.7669 | 2.419 | 1.4317 | 1.4022 | 1.1494 | 0.5716 | 0.57987 | 0.60123 | 0.68979 | 0.81051 | 0.90977 | 1.0756 | 0.97792 | 1.5667 | 0.74384 | 1.1326 | 1.3841 | 1.5455 | 1.9912
2017-01-03 | 10:00 | N | 2 | 8.12 | 9 | 0.99 | 10:00 | 196 | 315 | 2872 | 2219 | 392 | 2557.8 | 25848 | 2196.81 | 30994.61 | 35618.09 | 0.87019 | 2017-02-28 | 1.4152 | 1.4248 | 1.4856 | 1.5138 | 1.5165 | 2.6578 | 3.3576 | 1.8622 | 1.8087 | 1.4834 | 0.60168 | 0.76953 | 0.70948 | 0.94025 | 1.137 | 1.2503 | 1.2832 | 1.2344 | 1.3991 | 0.62728 | 0.59519 | 0.84391 | 1.7431 | 2.0191
2017-01-03 | 11:00 | N | 3.5 | 5 | 9 | 0.82 | 11:00 | 226 | 326 | 2842 | 1635 | 791 | 1630 | 25578 | 1340.7 | 29339.7 | 35977.54 | 0.8155 | 2017-03-01 | 0.9519 | 0.94591 | 1.0159 | 1.0102 | 1.032 | 2.0291 | 1.3134 | 1.0605 | 1.095 | 0.92202 | 0.86359 | 0.79439 | 0.5758 | 0.99038 | 0.91552 | 0.8171 | 0.53301 | 0.72678 | 1.7459 | 0.88992 | 0.50792 | 0.44731 | 1.0695 | 1.2837
2017-01-03 | 12:00 | N | 3.5 | 3.3 | 11.91 | 0.82 | 12:00 | 222 | 319 | 2842 | 1635 | 777 | 1052.7 | 33848.22 | 1340.7 | 37018.62 | 36312.63 | 1.0194 | 2017-03-02 | 0.52278 | 0.51191 | 0.56205 | 0.48734 | 0.5492 | 0.67949 | 2.2419 | 1.3005 | 1.0039 | 0.97628 | 0.69775 | 0.66092 | 0.56772 | 0.62824 | 0.51553 | 0.5443 | 0.547 | 0.68255 | 1.5163 | 0.74981 | 0.63507 | 0.66461 | 0.95804 | 1.3327
2017-01-03 | 13:00 | N | 3.09 | 3.3 | 12.81 | 0.82 | 13:00 | 195 | 299 | 2842 | 1635 | 602.55 | 986.7 | 36406.02 | 1340.7 | 39335.97 | 36735.01 | 1.0708 | 2017-03-03 | 0.53633 | 0.50455 | 0.54155 | 0.47816 | 0.54411 | 0.95755 | 2.2523 | 1.7394 | 1.0008 | 0.8007 | 0.61737 | 0.59671 | 0.65981 | 0.6822 | 0.60117 | 0.66413 | 0.61732 | 0.92935 | 1.9494 | 1.6789 | 1.6267 | 1.3964 | 2.0981 | 2.2998
2017-01-03 | 14:00 | N | 2 | 3.3 | 8 | 0.82 | 14:00 | 205 | 237 | 2842 | 1635 | 410 | 782.1 | 22736 | 1340.7 | 25268.8 | 37265.9 | 0.67807 | 2017-03-04 | 1.4851 | 1.1473 | 1.1676 | 1.1683 | 1.1974 | 2.6147 | 1.1997 | 0.83367 | 0.84403 | 0.89986 | 0.78808 | 0.74218 | 0.78842 | 0.76841 | 0.60367 | 0.62753 | 0.62149 | 0.83192 | 1.1282 | 0.89826 | 0.87218 | 1.2463 | 1.9483 | 2.0979
2017-01-03 | 15:00 | N | 2 | 3.3 | 8 | 0.5 | 15:00 | 212 | 213 | 2842 | 1380 | 424 | 702.9 | 22736 | 690 | 24552.9 | 37603.06 | 0.65295 | 2017-03-05 | 1.5273 | 1.5255 | 1.571 | 1.1739 | 1.2314 | 2.6593 | 1.7074 | 1.2281 | 0.69648 | 0.69079 | 0.77753 | 0.80903 | 0.84256 | 0.77938 | 0.63613 | 0.61968 | 0.62677 | 0.83426 | 1.2486 | 0.99294 | 0.78362 | 1.106 | 2.8789 | 2.3631
2017-01-03 | 16:00 | N | 0.59 | 3.11 | 5.11 | 0.5 | 16:00 | 191 | 237 | 2842 | 1380 | 112.69 | 737.07 | 14522.62 | 690 | 16062.38 | 37797.31 | 0.42496 | 2017-03-06 | 2.174 | 2.8374 | 2.6934 | 2.6431 | 2.7255 | 3.1093 | 2.851 | 1.9385 | 1.6362 | 1.6034 | 1.0056 | 1.2371 | 1.3578 | 1.1781 | 1.0355 | 0.86404 | 0.97326 | 0.90605 | 2.3372 | 0.90577 | 0.69517 | 0.95648 | 1.5545 | 1.7806
2017-01-03 | 17:00 | N | 0.4 | 3.2 | 5.2 | 0.5 | 17:00 | 218 | 258 | 2842 | 1380 | 87.2 | 825.6 | 14778.4 | 690 | 16381.2 | 38190.95 | 0.42893 | 2017-03-07 | 1.0443 | 1.1618 | 1.1009 | 1.0827 | 1.0419 | 1.3686 | 1.645 | 1.0571 | 0.8275 | 0.74065 | 0.49946 | 0.55755 | 0.61972 | 0.83524 | 0.80999 | 1.0169 | 0.94084 | 1.0854 | 2.23 | 0.95993 | 0.73681 | 0.65484 | 1.3261 | 1.3178
2017-01-03 | 18:00 | N | 2 | 19.46 | 21 | 0.5 | 18:00 | 240 | 365 | 2842 | 1380 | 480 | 7102.9 | 59682 | 690 | 67954.9 | 39279.58 | 1.73 | 2017-03-08 | 0.58637 | 0.58104 | 0.59203 | 0.53559 | 0.81235 | 1.413 | 1.9244 | 1.0195 | 0.78117 | 0.77576 | 0.6078 | 0.62917 | 0.61218 | 0.55851 | 0.38601 | 0.3771 | 0.51076 | 0.70709 | 1.4503 | 0.78954 | 0.67898 | 0.82518 | 1.439 | 1.3776
2017-01-03 | 19:00 | N | 3.46 | 14.1 | 20.44 | 0.5 | 19:00 | 320 | 214 | 2842 | 1426 | 1107.2 | 3017.4 | 58090.48 | 713 | 62928.08 | 41175.97 | 1.5283 | 2017-03-09 | 0.51679 | 0.51855 | 0.55568 | 0.5266 | 0.69803 | 1.3233 | 1.0579 | 0.73509 | 0.67126 | 0.82481 | 0.55898 | 0.662 | 0.66929 | 0.77275 | 0.6347 | 0.81683 | 1.0813 | 0.9967 | 1.7509 | 0.78551 | 0.55848 | 0.51505 | 0.73673 | 0.74935
2017-01-03 | 20:00 | N | 3 | 3.2 | 10.87 | 0.5 | 20:00 | 322 | 178 | 2842 | 1426 | 966 | 569.6 | 30892.54 | 713 | 33141.14 | 40990.6 | 0.80851 | 2017-03-10 | 0.39143 | 0.36304 | 0.41605 | 0.40579 | 0.43317 | 0.65311 | 1.0264 | 0.7033 | 0.79043 | 1.1265 | 0.91043 | 1.0259 | 1.3788 | 1.3958 | 1.1546 | 0.98782 | 0.97255 | 0.89625 | 1.4018 | 0.83893 | 0.54684 | 0.45903 | 0.46323 | 0.51431
2017-01-03 | 21:00 | N | 3.5 | 4 | 5 | 0.5 | 21:00 | 337 | 173 | 2842 | 1426 | 1179.5 | 692 | 14210 | 713 | 16794.5 | 40316.61 | 0.41657 | 2017-03-11 | 0.64537 | 0.52402 | 0.56249 | 0.54571 | 0.60111 | 1.034 | 1.3177 | 0.80383 | 0.79888 | 1.2562 | 1.1787 | 1.1905 | 1.3962 | 1.2289 | 0.70878 | 0.73695 | 0.6466 | 0.63274 | 0.98754 | 0.77379 | 0.81809 | 0.68503 | 1.3498 | 1.1094
2017-01-03 | 22:00 | N | 5 | 4 | 8.87 | 0.5 | 22:00 | 394 | 194 | 2842 | 1426 | 1970 | 776 | 25208.54 | 713 | 28667.54 | 38939.41 | 0.73621 | 2017-03-12 | 0.58287 | 0.57461 | NA | 0.59494 | 0.61737 | 0.85804 | 1.3139 | 0.87661 | 0.78085 | 1.0233 | 1.503 | 1.0781 | 0.902 | 0.64551 | 0.4078 | 0.68872 | 0.47669 | 0.57049 | 0.87117 | 1.0768 | 0.55616 | 0.50565 | 1.1579 | 1.1358
2017-01-03 | 23:00 | N | 11.98 | 5.29 | 8.16 | 0.01 | 23:00 | 389 | 265 | 2985 | 1111 | 4660.22 | 1401.85 | 24357.6 | 11.11 | 30430.78 | 36745.93 | 0.82814 | 2017-03-13 | 0.56763 | 0.72667 | 0.57781 | 0.58057 | 0.58317 | 0.76496 | 1.879 | 1.7522 | 1.0659 | 0.98671 | 0.70333 | 0.70046 | 0.62686 | 0.57983 | 0.46524 | 0.5682 | 0.58026 | 0.78089 | 1.2111 | 2.2198 | 1.0068 | 0.66746 | 0.85301 | 1.0268
2017-01-03 | 24:00 | N | 10.18 | 5.99 | 8.11 | 0.01 | 24:00 | 362 | 243 | 2985 | 1111 | 3685.16 | 1455.57 | 24208.35 | 11.11 | 29360.19 | 34549.01 | 0.84981 | 2017-03-14 | 0.4133 | 0.37845 | 0.39356 | 0.41071 | 0.41782 | 0.58474 | 1.758 | 1.2563 | 0.77971 | 0.57184 | 0.39162 | 0.36308 | 0.52008 | 0.53404 | 0.37131 | 0.39818 | 0.48539 | 0.68609 | 1.0965 | 1.5722 | 0.49486 | 0.56629 | 0.70677 | 1.1196
2017-01-04 | 1:00 | N | 3.5 | 4.64 | 5.47 | 0.01 | 1:00 | 294 | 212 | 2985 | 1111 | 1029 | 983.68 | 16327.95 | 11.11 | 18351.74 | 33266.87 | 0.55165 | 2017-03-15 | 0.50399 | 0.49854 | 0.51523 | 0.53578 | 0.54765 | 0.88089 | 1.7879 | 1.1665 | 1.2555 | 1.2832 | 1.0057 | 0.92043 | 0.68799 | 0.68261 | 0.73456 | 0.60323 | 0.57402 | 0.61595 | 1.2562 | 0.82965 | 0.92715 | 0.76535 | 1.3341 | 1.0059
2017-01-04 | 2:00 | N | 3.11 | 2.7 | 4.76 | 0.01 | 2:00 | 236 | 179 | 2985 | 1111 | 733.96 | 483.3 | 14208.6 | 11.11 | 15436.97 | 32946.92 | 0.46854 | 2017-03-16 | 2.0989 | 1.8626 | 1.9277 | 1.9603 | 2.0158 | 1.2948 | 1.2955 | 1.2082 | 0.71477 | 0.68477 | 0.62835 | 0.64346 | 0.709 | 0.72988 | 0.69367 | 0.65206 | 0.90864 | 0.74897 | 0.86241 | 0.92265 | 0.91797 | 0.89564 | 1.7272 | 1.8674
2017-01-04 | 3:00 | N | 3.24 | 3.09 | 3.91 | 0.5 | 3:00 | 201 | 205 | 2985 | 1717 | 651.24 | 633.45 | 11671.35 | 858.5 | 13814.54 | 33018.7 | 0.41839 | 2017-03-17 | 1.4848 | 1.8621 | 1.9382 | 1.6242 | 1.5681 | 2.4724 | 2.1678 | 1.4334 | 1.06 | 1.2344 | 0.97695 | 0.79838 | 0.65198 | 0.89575 | 0.97054 | 1.3496 | 1.5097 | 1.4201 | 1.1542 | 1.2819 | 0.85884 | 0.77704 | 1.1164 | 1.1196
2017-01-04 | 4:00 | N | 2.85 | 4.36 | 5.1 | 0.5 | 4:00 | 185 | 205 | 2985 | 1717 | 527.25 | 893.8 | 15223.5 | 858.5 | 17503.05 | 33664.34 | 0.51993 | 2017-03-18 | 0.3801 | 0.3549 | 0.38705 | 0.39908 | 0.43349 | 0.53744 | 1.3489 | 0.75872 | 0.80197 | 1.0762 | 1.0892 | 0.90798 | 0.89976 | 1.6408 | 1.4412 | 1.712 | 1.5558 | 1.1232 | 0.80448 | 0.8618 | 0.57058 | 0.39528 | 0.8892 | 0.84442
2017-01-04 | 5:00 | N | 3.44 | 5 | 4.16 | 0.5 | 5:00 | 207 | 283 | 2985 | 1717 | 712.08 | 1415 | 12417.6 | 858.5 | 15403.18 | 35119.03 | 0.4386 | 2017-03-19 | 0.38845 | 0.39176 | 0.41814 | 0.42867 | 0.46159 | 0.61813 | 1.3924 | 1.0183 | 0.92189 | 0.91045 | 0.61989 | 0.47777 | 0.47654 | 0.53436 | 0.7016 | 1.321 | 1.4226 | 0.8778 | 0.49243 | 0.41872 | 0.34497 | 0.37367 | 0.78481 | 0.49496
2017-01-04 | 6:00 | N | 3.98 | 6.39 | 6.59 | 0.5 | 6:00 | 327 | 438 | 2985 | 1717 | 1301.46 | 2798.82 | 19671.15 | 858.5 | 24629.93 | 37996.61 | 0.64821 | 2017-03-20 | 0.50476 | 0.50972 | 0.50305 | 0.51575 | 0.60757 | 0.8521 | 1.4677 | 1.1902 | 0.6507 | 0.79461 | 0.68458 | 0.63863 | 0.82281 | 0.91945 | 1.1302 | 2.6857 | 2.7028 | 1.8089 | 0.87945 | 0.81191 | 0.636 | 0.79147 | 0.72789 | 0.70247
2017-01-04 | 7:00 | N | 7.01 | 24.38 | 24.38 | 2 | 7:00 | 249 | 556 | 2872 | 2219 | 1745.49 | 13555.28 | 70019.36 | 4438 | 89758.13 | 42548.16 | 2.1096 | 2017-03-21 | 0.42732 | 0.42056 | 0.4454 | 0.46939 | 0.49171 | 0.9082 | 1.5496 | 1.1387 | 1.4049 | 1.7545 | 1.71 | 1.0307 | 1.3926 | 2.3104 | 2.4534 | 3.8589 | 4.8201 | 2.113 | 1.0591 | 0.82697 | 0.56607 | 0.61888 | 0.67731 | 0.70329
2017-01-04 | 8:00 | N | 3.5 | 11.97 | 14.65 | 2 | 8:00 | 256 | 306 | 2872 | 2219 | 896 | 3662.82 | 42074.8 | 4438 | 51071.62 | 44350.53 | 1.1515 | 2017-03-22 | 0.37206 | 0.35352 | 0.36063 | 0.35328 | 0.45883 | 0.58472 | 1.084 | 0.9093 | 1.3008 | 1.8379 | 1.6151 | 1.3662 | 2.1024 | 2.3185 | 1.7415 | 2.6582 | 2.2416 | 0.87745 | 0.79899 | 1.0084 | 0.74514 | 0.61901 | 0.61448 | 0.81538
2017-01-04 | 9:00 | N | 3.01 | 6.8 | 7.55 | 2 | 9:00 | 156 | 343 | 2872 | 2219 | 469.56 | 2332.4 | 21683.6 | 4438 | 28923.56 | 44065.89 | 0.65637 | 2017-03-23 | 1.3832 | 1.4053 | 1.4807 | 1.5186 | 1.5951 | 2.1344 | 3.3284 | 2.4244 | 2.3274 | 1.3864 | 2.2206 | 2.1347 | 2.0451 | 0.96392 | 1.0037 | 1.7967 | 1.7572 | 1.2075 | 0.85531 | 0.92965 | 0.70904 | 0.71733 | 2.0347 | 2.0574
2017-01-04 | 10:00 | N | 3 | 5 | 5.75 | 2 | 10:00 | 196 | 315 | 2872 | 2219 | 588 | 1575 | 16514 | 4438 | 23115 | 44117.37 | 0.52394 | 2017-03-24 | 1.0733 | 1.4438 | 1.4911 | 0.97789 | 1.1231 | 2.0445 | 2.3455 | 2.0182 | 1.4665 | 1.4323 | 1.6464 | 1.4104 | 1.2195 | 2.2449 | 1.4815 | 1.7619 | 1.8473 | 1.11 | 0.96142 | 1.0069 | 0.93345 | 0.77739 | 0.93532 | 1.1854
2017-01-04 | 11:00 | N | 3.5 | 3.16 | 4.75 | 1.14 | 11:00 | 226 | 326 | 2842 | 1635 | 791 | 1030.16 | 13499.5 | 1863.9 | 17184.56 | 43758.75 | 0.39271 | 2017-03-25 | 0.40296 | 0.36727 | 0.39586 | 0.42771 | 0.4399 | 0.59245 | 1.1873 | 1.1196 | 0.8923 | 1.2136 | 1.4313 | 1.3053 | 1.2064 | 2.0986 | 2.4937 | 3.3474 | 3.8816 | 3.0198 | 1.1742 | 1.0822 | 0.86134 | 0.60653 | 0.65406 | 0.71493
2017-01-04 | 12:00 | N | 3.5 | 2.61 | 4.75 | 1.22 | 12:00 | 222 | 319 | 2842 | 1635 | 777 | 832.59 | 13499.5 | 1994.7 | 17103.79 | 43161.08 | 0.39628 | 2017-03-26 | 1.1478 | 1.1456 | 1.1761 | 1.2175 | 1.2592 | 1.1596 | 2.9155 | 1.6949 | 1.3857 | 1.3625 | 1.2908 | 1.1008 | 0.82302 | 0.89077 | 0.82397 | 1.3883 | 2.0642 | 1.6227 | 0.97923 | 1.083 | 1.0203 | 0.6125 | 0.83848 | 0.83266
2017-01-04 | 13:00 | N | 3.11 | 2.28 | 4.75 | 2 | 13:00 | 195 | 299 | 2842 | 1635 | 606.45 | 681.72 | 13499.5 | 3270 | 18057.67 | 42162.54 | 0.42829 | 2017-03-27 | 1.1944 | 1.2425 | 1.5286 | 1.4054 | 0.94374 | 0.80594 | 1.8753 | 1.8613 | 1.6541 | 1.8008 | 1.6008 | 1.4192 | 1.7922 | 2.345 | 2.993 | 3.2083 | 4.5253 | 2.493 | 1.3104 | 1.171 | 0.86133 | 0.79523 | 0.76455 | 0.7026
2017-01-04 | 14:00 | N | 3.5 | 2.61 | 4.75 | 1.32 | 14:00 | 205 | 237 | 2842 | 1635 | 717.5 | 618.57 | 13499.5 | 2158.2 | 16993.77 | 41511.86 | 0.40937 | 2017-03-28 | 0.75898 | 0.78756 | 0.83056 | 0.87963 | 0.90757 | 1.0694 | 1.8777 | 1.6286 | 1.3944 | 1.4724 | 1.3659 | 1.1728 | 1.6789 | 1.4303 | 1.08 | 1.4498 | 1.6606 | 0.87573 | 0.83085 | 1.3467 | 1.0259 | 0.74 | 1.1404 | 1.0907
2017-01-04 | 15:00 | N | 3.11 | 1.01 | 4.75 | 0.5 | 15:00 | 212 | 213 | 2842 | 1380 | 659.32 | 215.13 | 13499.5 | 690 | 15063.95 | 40340.93 | 0.37342 | 2017-03-29 | 0.89408 | 0.72437 | 0.47628 | 0.50191 | 0.63221 | 0.9628 | 2.1111 | 2.0125 | 1.6811 | 1.837 | 1.4093 | 1.4014 | 1.0545 | 1.6236 | 1.3135 | 1.6109 | 1.8915 | 0.98358 | 0.79053 | 1.0779 | 1.0413 | 0.84162 | 1.1193 | 1.0959
2017-01-04 | 16:00 | N | 1.26 | 1.01 | 3.2 | 0.5 | 16:00 | 191 | 237 | 2842 | 1380 | 240.66 | 239.37 | 9094.4 | 690 | 10264.43 | 39313.55 | 0.26109 | 2017-03-30 | 0.78915 | 0.79066 | 0.81199 | 0.85449 | 0.83642 | 1.1636 | 4.0294 | 1.749 | 1.4726 | 1.1313 | 1.3276 | 1.5467 | 1.5268 | 0.79234 | 0.68399 | 0.997 | 1.6278 | 1.3258 | 0.98418 | 1.1503 | 1.0045 | 0.37714 | 0.54431 | 0.76392
2017-01-04 | 17:00 | N | 1 | 3 | 4.75 | 0.5 | 17:00 | 218 | 258 | 2842 | 1380 | 218 | 774 | 13499.5 | 690 | 15181.5 | 39531.31 | 0.38404 | 2017-03-31 | 0.63551 | 0.53314 | 0.56666 | 0.58 | 0.74626 | 1.2031 | 2.2451 | 1.7877 | 1.3652 | 1.176 | 0.7922 | 0.66686 | 1.0541 | 1.4339 | 0.9699 | 1.8248 | 1.7662 | 1.2206 | 0.83388 | 0.90819 | 0.72788 | 0.65398 | 1.1636 | 1.0785
2017-01-04 | 18:00 | N | 2.01 | 14.64 | 20 | 0.5 | 18:00 | 240 | 365 | 2842 | 1380 | 482.4 | 5343.6 | 56840 | 690 | 63356 | 41796.65 | 1.5158 | 2017-04-01 | 1.1281 | 0.80925 | 0.8893 | 0.91322 | 0.95793 | 2.0767 | 2.4786 | 1.7544 | 1.9162 | 1.7407 | 1.149 | 0.72822 | 1.2411 | 0.88883 | 1.626 | 1.7407 | 1.9414 | 1.2699 | 0.73866 | 0.8107 | 0.8394 | 0.66321 | 1.2048 | 1.0924
2017-01-04 | 19:00 | N | 3.46 | 8.4 | 20 | 0.5 | 19:00 | 320 | 214 | 2842 | 1426 | 1107.2 | 1797.6 | 56840 | 713 | 60457.8 | 44702.88 | 1.3524 | 2017-04-02 | 0.92819 | 0.4713 | 0.54466 | 0.64769 | 0.79452 | 1.0008 | 3.4332 | 1.6848 | 1.8173 | 1.1299 | 1.0462 | 0.98983 | 0.63287 | 0.78048 | 1.1318 | 1.4797 | 1.4953 | 1.3281 | 1.3669 | 1.3988 | 2.1454 | 0.8901 | 1.0267 | 1.9974
2017-01-04 | 20:00 | N | 2.99 | 3.62 | 8.38 | 0.5 | 20:00 | 322 | 178 | 2842 | 1426 | 962.78 | 644.36 | 23815.96 | 713 | 26136.1 | 45072.46 | 0.57987 | 2017-04-03 | 1.045 | 0.81338 | 0.96749 | 1.0557 | 0.9287 | 1.1935 | 1.9891 | 1.2949 | 1.2413 | 1.1783 | 0.74879 | 0.81899 | 0.95238 | 0.78233 | 1.5171 | 3.3238 | 5.6789 | 4.2661 | 0.93584 | 0.68422 | 0.70071 | 0.60434 | 0.89122 | 1.2328
2017-01-04 | 21:00 | N | 3.38 | 2.71 | 5.11 | 0.5 | 21:00 | 337 | 173 | 2842 | 1426 | 1139.06 | 468.83 | 14522.62 | 713 | 16843.51 | 44761.41 | 0.3763 | 2017-04-04 | 1.9502 | 1.8878 | 2.0549 | 2.1378 | 2.1643 | 3.3261 | 8.8164 | 2.3726 | 2.6717 | 1.8039 | 0.91436 | 5.4539 | 0.98376 | 1.4265 | 1.2023 | 2.4036 | 2.2856 | 1.4625 | 0.71897 | 0.60374 | 0.80088 | 0.67216 | 0.90942 | 0.99041
2017-01-04 | 22:00 | N | 5 | 3.11 | 5.11 | 0.5 | 22:00 | 394 | 194 | 2842 | 1426 | 1970 | 603.34 | 14522.62 | 713 | 17808.96 | 43392.54 | 0.41042 | 2017-04-05 | 2.1293 | 2.5974 | 2.7983 | 2.8915 | 2.7613 | 3.4311 | 8.0269 | 1.654 | 2.6585 | 2.6407 | 4.3759 | 1.0866 | 0.69176 | 0.75424 | 0.91802 | 1.295 | 0.73532 | 0.90414 | 0.82213 | 1.8545 | 2.3046 | 0.97275 | 1.0301 | 0.88431
2017-01-04 | 23:00 | N | 9.07 | 3.29 | 3.29 | 0.01 | 23:00 | 389 | 265 | 2985 | 1111 | 3528.23 | 871.85 | 9820.65 | 11.11 | 14231.84 | 40866.38 | 0.34825 | 2017-04-06 | 0.77725 | 0.40936 | 0.49531 | 0.50442 | 0.55971 | 0.90647 | 1.8384 | 1.2721 | 1.1208 | 1.0477 | 0.67641 | 0.96292 | 0.77941 | 1.0255 | 1.3401 | 1.8083 | 2.2166 | 1.8903 | 0.94148 | 0.8733 | 1.1913 | 0.99549 | 1.1102 | 1.2396
2017-01-04 | 24:00 | N | 5 | 2.9 | 3 | 0.01 | 24:00 | 362 | 243 | 2985 | 1111 | 1810 | 704.7 | 8955 | 11.11 | 11480.81 | 38519.07 | 0.29806 | 2017-04-07 | 2.1758 | 2.0018 | 1.4579 | 1.5117 | 1.5371 | 2.5528 | 2.7304 | 1.4523 | 1.4991 | 1.8064 | 1.0578 | 1.1409 | 1.2473 | 1.2433 | 1.7047 | 2.1258 | 2.3815 | 2.0001 | 1.444 | 1.0362 | 1.3572 | 2.2448 | 4.1841 | 2.4313
2017-01-05 | 1:00 | N | 6.56 | 5 | 9.31 | 0.01 | 1:00 | 294 | 212 | 2985 | 1111 | 1928.64 | 1060 | 27790.35 | 11.11 | 30790.1 | 37044.78 | 0.83116 | 2017-04-08 | 2.9836 | 2.0385 | 2.1456 | 2.2276 | 2.2661 | 3.6009 | 3.5001 | 1.7692 | 1.6735 | 1.555 | 1.2607 | 1.3615 | 1.2031 | 1.3936 | 1.8274 | 2.4849 | 2.2982 | 1.6583 | 1.544 | 1.2358 | 1.1252 | 1.061 | 1.6411 | 1.1859
2017-01-05 | 2:00 | N | 5.25 | 1.61 | 3.11 | 0.01 | 2:00 | 236 | 179 | 2985 | 1111 | 1239 | 288.19 | 9283.35 | 11.11 | 10821.65 | 36207.1 | 0.29888 | 2017-04-09 | 2.1114 | 2.4674 | 2.3727 | 2.2937 | 3.1504 | 3.9206 | 3.8356 | 1.692 | 1.6069 | 2.1526 | 1.2561 | 1.8536 | 1.1263 | 1.0417 | 1.2737 | 1.8296 | 1.6734 | 1.113 | 1.1767 | 1.6075 | 2.0102 | 1.4422 | 1.415 | 2.1703
2017-01-05 | 3:00 | N | 5 | 1.61 | 3.11 | 0.47 | 3:00 | 201 | 205 | 2985 | 1717 | 1005 | 330.05 | 9283.35 | 806.99 | 11425.39 | 35702.89 | 0.32001 | 2017-04-10 | 0.93689 | 0.65162 | 0.61871 | 0.60143 | 0.90197 | 1.1004 | 1.9596 | 1.7385 | 1.6687 | 1.4533 | 0.99642 | 0.65857 | 0.79222 | 0.90821 | 1.2199 | 1.6723 | 1.3645 | 0.86537 | 0.63775 | 0.82416 | 1.0582 | 0.61088 | 0.85023 | 0.83057
2017-01-05 | 4:00 | N | 5 | 2.99 | 6.75 | 0.47 | 4:00 | 185 | 205 | 2985 | 1717 | 925 | 612.95 | 20148.75 | 806.99 | 22493.69 | 35733.56 | 0.62948 | 2017-04-11 | 0.77696 | 0.41528 | 0.42837 | 0.46434 | 0.51331 | 0.91643 | 1.345 | 0.7056 | 1.0072 | 1.0836 | 0.72757 | 0.91502 | 0.95814 | 1.1713 | 1.3902 | 1.6637 | 1.7902 | 1.0908 | 0.94341 | 0.72949 | 1.3569 | 0.58588 | 0.80293 | 0.89754
2017-01-05 | 5:00 | N | 5 | 4.84 | 4.11 | 0.48 | 5:00 | 207 | 283 | 2985 | 1717 | 1035 | 1369.72 | 12268.35 | 824.16 | 15497.23 | 36557.48 | 0.42391 | 2017-04-12 | 0.52565 | 0.45426 | 0.48566 | 0.55139 | 0.60729 | 0.67245 | 1.5381 | 1.008 | 1.2166 | 1.2182 | 0.7797 | 0.68574 | 0.57231 | 0.66872 | 0.79704 | 1.0123 | 1.3065 | 0.95048 | 0.77823 | 0.96069 | 1.7081 | 0.70148 | 0.60907 | 0.6776
2017-01-05 | 6:00 | N | 11.3 | 13.75 | 9.7 | 0.47 | 6:00 | 327 | 438 | 2985 | 1717 | 3695.1 | 6022.5 | 28954.5 | 806.99 | 39479.09 | 38938.47 | 1.0139 | 2017-04-13 | 0.48251 | 0.39431 | 0.4696 | 0.56376 | 0.58264 | 0.9549 | 1.7311 | 1.5543 | 1.5847 | 1.1966 | 0.7437 | 1.0271 | 0.8174 | 0.63021 | 1.0131 | 1.4474 | 1.3302 | 0.93753 | 0.93941 | 0.81457 | 1.0359 | 0.58583 | 0.84383 | 1.94
2017-01-05 | 7:00 | N | 16.57 | 28.63 | 20 | 1.75 | 7:00 | 249 | 556 | 2872 | 2219 | 4125.93 | 15918.28 | 57440 | 3883.25 | 81367.46 | 42680.94 | 1.9064 | 2017-04-14 | 0.83215 | 0.78927 | 0.88316 | 0.63651 | 1.0789 | 1.9954 | 1.8979 | 1.3023 | 1.3844 | 0.98568 | 0.77297 | 0.93319 | 0.57648 | 0.67585 | 0.8501 | 1.0417 | 1.2389 | 0.78943 | 0.55119 | 0.8953 | 0.91406 | 0.70525 | 1.152 | 1.0391
2017-01-05 | 8:00 | N | 10.71 | 6.08 | 13.89 | 1.75 | 8:00 | 256 | 306 | 2872 | 2219 | 2741.76 | 1860.48 | 39892.08 | 3883.25 | 48377.57 | 43845.66 | 1.1034 | 2017-04-15 | 0.91215 | 0.83349 | 1.6757 | 1.064 | 1.1244 | 1.2567 | 1.6378 | 1.15 | 1.1997 | 0.83243 | 0.71133 | 0.69819 | 0.76398 | 0.64349 | 0.84903 | 1.1714 | 1.3583 | 0.94736 | 0.59564 | 0.66594 | 0.80576 | 0.75243 | 0.98464 | 0.98162
2017-01-05 | 9:00 | N | 11.3 | 4 | 7.88 | 1.75 | 9:00 | 156 | 343 | 2872 | 2219 | 1762.8 | 1372 | 22631.36 | 3883.25 | 29649.41 | 42887.22 | 0.69133 | 2017-04-16 | 0.5733 | 0.49426 | 0.65168 | 0.70528 | 0.72777 | 0.84674 | 1.4258 | 1.1011 | 1.2639 | 1.0268 | 0.71683 | 0.60779 | 0.5833 | 0.606 | 0.85507 | 1.2278 | 1.8281 | 1.2104 | 0.71947 | 0.80295 | 1.3115 | 0.65675 | 0.73092 | 0.71768
2017-01-05 | 10:00 | N | 6.4 | 3.1 | 6.33 | 2 | 10:00 | 196 | 315 | 2872 | 2219 | 1254.4 | 976.5 | 18179.76 | 4438 | 24848.66 | 42542.7 | 0.58409 | 2017-04-17 | 0.47199 | 0.39173 | 0.56327 | 0.63121 | 0.64023 | 0.79822 | 1.7472 | 1.2159 | 1.1615 | 1.3188 | 0.721 | 0.57917 | 0.70137 | 0.95611 | 1.217 | 1.7797 | 1.8272 | 1.0507 | 0.82342 | 0.81553 | 1.1886 | 0.69497 | 0.56257 | 0.65767
2017-01-05 | 11:00 | N | 50 | 1.01 | 4.64 | 0.97 | 11:00 | 226 | 326 | 2842 | 1635 | 11300 | 329.26 | 13186.88 | 1585.95 | 26402.09 | 42291.93 | 0.62428 | 2017-04-18 | 0.45871 | 0.35055 | 0.44182 | 0.49161 | 0.49672 | 0.66183 | 1.2652 | 0.9215 | 1.1942 | 1.3732 | 0.82294 | 0.78649 | 0.75469 | 0.88332 | 1.2033 | 1.53 | 1.8973 | 1.1569 | 0.77298 | 0.69801 | 0.83738 | 0.65785 | 0.46665 | 0.54578
2017-01-05 | 12:00 | N | 50 | 1 | 4.5 | 0.97 | 12:00 | 222 | 319 | 2842 | 1635 | 11100 | 319 | 12789 | 1585.95 | 25793.95 | 41778.8 | 0.61739 | 2017-04-19 | 0.47514 | 0.44868 | 0.54054 | 0.59384 | 0.5934 | 0.63854 | 1.754 | 1.1954 | 1.1932 | 1.4883 | 0.75233 | 0.86252 | 0.60053 | 0.7434 | 1.1682 | 1.2954 | 1.5162 | 0.86231 | 0.58057 | 0.65009 | 0.60811 | 0.62412 | 0.48564 | 0.51237
2017-01-05 | 13:00 | N | 11.11 | 1 | 4.39 | 0.97 | 13:00 | 195 | 299 | 2842 | 1635 | 2166.45 | 299 | 12476.38 | 1585.95 | 16527.78 | 41227.29 | 0.40089 | 2017-04-20 | 0.45542 | 0.42896 | 0.54731 | 0.61569 | 0.60273 | 0.64899 | 1.3528 | 1.0642 | 1.1236 | 1.2969 | 0.56095 | 0.56291 | 0.72229 | 0.76145 | 1.048 | 2.0535 | 2.7019 | 0.9634 | 0.78289 | 0.63736 | 0.67383 | 0.61536 | 0.44927 | 0.39006
2017-01-05 | 14:00 | N | 5.92 | 1 | 4.5 | 1 | 14:00 | 205 | 237 | 2842 | 1635 | 1213.6 | 237 | 12789 | 1635 | 15874.6 | 40879.5 | 0.38833 | 2017-04-21 | 0.50488 | 0.40787 | 0.46906 | 0.53215 | 0.53719 | 0.68541 | 1.5917 | 1.0616 | 1.0876 | 1.3985 | 0.92649 | 0.75064 | 0.84059 | 0.58891 | 0.96005 | 1.581 | 1.7032 | 0.79567 | 0.57386 | 0.54315 | 0.58636 | 0.37895 | 0.46777 | 0.39602
2017-01-05 | 15:00 | N | 3.98 | 1 | 3.75 | 0.61 | 15:00 | 212 | 213 | 2842 | 1380 | 843.76 | 213 | 10657.5 | 841.8 | 12556.06 | 40604.65 | 0.30923 | 2017-04-22 | 0.87922 | 0.53585 | 0.57399 | 0.89646 | 0.95365 | 1.713 | 2.5879 | 1.4721 | 1.4426 | 1.2113 | 0.91327 | 1.1001 | 1.3201 | 1.3427 | 1.2822 | 1.2661 | 1.2126 | 0.89524 | 0.92831 | 0.96202 | 1.3607 | 1.1135 | 1.2252 | 0.90416
2017-01-05 | 16:00 | N | 3.01 | 1 | 3.42 | 0.74 | 16:00 | 191 | 237 | 2842 | 1380 | 574.91 | 237 | 9719.64 | 1021.2 | 11552.75 | 40801.63 | 0.28314 | 2017-04-23 | 0.55542 | 0.38574 | 0.42041 | 0.46069 | 0.55909 | 0.68144 | 1.5024 | 0.8738 | 1.0699 | 1.1184 | 0.80899 | 0.76249 | 0.829 | 0.87357 | 0.98861 | 0.95739 | 1.0107 | 1.0335 | 0.94818 | 0.93044 | 1.5814 | 0.66639 | 1.0682 | 1.0081
2017-01-05 | 17:00 | N | 2 | 1 | 3.55 | 0.74 | 17:00 | 218 | 258 | 2842 | 1380 | 436 | 258 | 10089.1 | 1021.2 | 11804.3 | 41954.37 | 0.28136 | 2017-04-24 | 1.2635 | 1.1441 | 1.685 | 1.4122 | 1.4153 | 1.5967 | 3.8313 | 1.9178 | 1.7819 | 1.6156 | 1.856 | 0.86284 | 0.96988 | 0.96006 | 1.2887 | 1.4357 | 1.8241 | 1.3817 | 1.342 | 0.97431 | 1.1861 | 0.95567 | 2.8754 | 2.0523
2017-01-05 | 18:00 | N | 9.7 | 13.77 | 15.77 | 0.74 | 18:00 | 240 | 365 | 2842 | 1380 | 2328 | 5026.05 | 44818.34 | 1021.2 | 53193.59 | 44206.9 | 1.2033 | 2017-04-25 | 1.756 | 1.5504 | 1.5097 | 1.61 | 1.6476 | 3.319 | 3.5193 | 1.0847 | 1.2762 | 2.1578 | 0.99322 | 0.75095 | 0.54918 | 0.76476 | 0.84045 | 1.0963 | 1.6697 | 1.4107 | 0.90982 | 0.59935 | 0.96988 | 0.78717 | 0.63161 | 0.8999
2017-01-05 | 19:00 | N | 10 | 6.74 | 11.56 | 0.97 | 19:00 | 320 | 214 | 2842 | 1426 | 3200 | 1442.36 | 32853.52 | 1383.22 | 38879.1 | 46611.63 | 0.83411 | 2017-04-26 | 0.74464 | 0.39614 | 0.49208 | 0.52879 | 0.55568 | 1.1486 | 2.4599 | 1.1913 | 1.5688 | 1.5387 | 0.89286 | 1.1246 | 0.63908 | 0.75265 | 1.2288 | 1.7577 | 2.2712 | 1.624 | 1.6304 | 1.5622 | 2.3322 | 0.84057 | 0.79924 | 0.68418
2017-01-05 | 20:00 | N | 10.13 | 3.04 | 6.5 | 0.74 | 20:00 | 322 | 178 | 2842 | 1426 | 3261.86 | 541.12 | 18473 | 1055.24 | 23331.22 | 47134.32 | 0.49499 | 2017-04-27 | 0.6244 | 0.49547 | 0.68298 | 0.78915 | 0.96288 | 1.0439 | 1.9275 | 1.3558 | 2.36 | 1.7834 | 0.9555 | 0.99866 | 0.92562 | 1.058 | 1.1841 | 1.4479 | 1.8623 | 1.8516 | 1.1715 | 0.97679 | 1.0746 | 0.94215 | 0.75116 | 0.86572
2017-01-05 | 21:00 | N | 4.1 | 3 | 6.77 | 0.65 | 21:00 | 337 | 173 | 2842 | 1426 | 1381.7 | 519 | 19240.34 | 926.9 | 22067.94 | 47263.47 | 0.46691 | 2017-04-28 | 0.99884 | 0.80134 | 0.88008 | 0.907 | 0.921 | 1.1781 | 1.5383 | 0.69805 | 0.881 | 1.0651 | 0.74512 | 0.63726 | 0.6541 | 0.74653 | 1.2142 | 2.1514 | 2.3347 | 0.99264 | 0.73068 | 0.52789 | 0.71716 | 0.67981 | 0.8129 | 0.72828
2017-01-05 | 22:00 | N | 9.71 | 1.01 | 3.51 | 0.97 | 22:00 | 394 | 194 | 2842 | 1426 | 3825.74 | 195.94 | 9975.42 | 1383.22 | 15380.32 | 46366.53 | 0.33171 | 2017-04-29 | 0.94342 | 0.59844 | 0.71583 | 0.55156 | 0.75492 | 1.0196 | 1.4539 | 0.64125 | 1.0031 | 1.1266 | 1.0827 | 0.76743 | 0.64702 | 1.0546 | 1.2996 | 1.561 | 1.1228 | 0.62918 | 0.6565 | 0.6178 | 0.62164 | 0.52309 | 1.0393 | 0.9925
2017-01-05 | 23:00 | N | 11.03 | 1 | 2.61 | 0.01 | 23:00 | 389 | 265 | 2985 | 1111 | 4290.67 | 265 | 7790.85 | 11.11 | 12357.63 | 44434.52 | 0.27811 | 2017-04-30 | 2.8821 | 1.2882 | 1.3696 | 1.4641 | 1.7982 | 3.4921 | 4.8794 | 1.6278 | 2.3699 | 2.361 | 2.0994 | 2.2001 | 1.3219 | 1.3041 | 1.4676 | 1.8216 | 2.2296 | 1.2325 | 0.77361 | 1.3448 | 2.5445 | 1.6265 | 1.0591 | 1.653
2017-01-05 | 24:00 | N | 13.27 | 1 | 2.61 | 0.01 | 24:00 | 362 | 243 | 2985 | 1111 | 4803.74 | 243 | 7790.85 | 11.11 | 12848.7 | 42669.42 | 0.30112 | 2017-05-01 | 1.4654 | 1.3824 | 1.5659 | 1.2174 | 1.3491 | 1.708 | 1.9229 | 0.76099 | 0.81055 | 1.0166 | 0.91823 | 0.73518 | 0.82372 | 1.0165 | 0.92337 | 1.4427 | 1.8668 | 1.546 | 0.95398 | 0.83115 | 0.73835 | 0.72789 | 0.78496 | 1.2958
2017-01-06 | 1:00 | N | 5 | 1 | 2 | 0.01 | 1:00 | 294 | 212 | 2985 | 1111 | 1470 | 212 | 5970 | 11.11 | 7663.11 | 41826.7 | 0.18321 | 2017-05-02 | 1.136 | 0.73732 | 0.60311 | 0.63689 | 0.86054 | 1.4823 | 1.798 | 1.062 | 1.2171 | 1.3088 | 1.1248 | 1.2214 | 0.77929 | 1.1475 | 0.91456 | 1.3587 | 1.5449 | 0.8033 | 0.71979 | 0.53018 | 0.74889 | 0.72575 | 1.0813 | 1.0683
2017-01-06 | 2:00 | N | 3.5 | 1 | 2 | 0.01 | 2:00 | 236 | 179 | 2985 | 1111 | 826 | 179 | 5970 | 11.11 | 6986.11 | 41670.58 | 0.16765 | 2017-05-03 | 0.99211 | 0.84651 | 0.7962 | 0.84223 | 0.94178 | 1.2123 | 1.325 | 0.75043 | 0.74125 | 1.1487 | 0.87069 | 1.1644 | 1.0817 | 1.1235 | 1.0521 | 1.2345 | 1.264 | 0.7155 | 0.77394 | 0.68297 | 0.8678 | 0.77934 | 1.1582 | 0.8394
2017-01-06 | 3:00 | N | 3.5 | 1 | 2 | 0.3 | 3:00 | 201 | 205 | 2985 | 1717 | 703.5 | 205 | 5970 | 515.1 | 7393.6 | 41801.99 | 0.17687 | 2017-05-04 | 0.99247 | 0.54729 | 0.54202 | 0.57283 | 0.58016 | 1.2941 | 1.1502 | 0.77469 | 0.87372 | 1.1302 | 1.0208 | 1.0498 | 1.0146 | 0.91177 | 0.8183 | 0.80218 | 0.98589 | 1.0248 | 1.1667 | 1.6756 | 3.0942 | 1.4522 | 1.0316 | 0.72248
2017-01-06 | 4:00 | N | 3.11 | 1 | 2 | 0.39 | 4:00 | 185 | 205 | 2985 | 1717 | 575.35 | 205 | 5970 | 669.63 | 7419.98 | 42386.22 | 0.17506 | 2017-05-05 | 0.46373 | 0.42998 | 0.42982 | 0.43969 | 0.49565 | 0.69992 | 1.7719 | 1.3197 | 1.0222 | 1.1241 | 1.2956 | 1.0367 | 0.82937 | 1.3574 | 1.0035 | 1.607 | 2.3885 | 2.4022 | 0.84668 | 0.68831 | 0.74172 | 0.75632 | 0.73875 | 0.80927
2017-01-06 | 5:00 | N | 5 | 1 | 2.11 | 0.46 | 5:00 | 207 | 283 | 2985 | 1717 | 1035 | 283 | 6298.35 | 789.82 | 8406.17 | 43963.14 | 0.19121 | 2017-05-06 | 1.3405 | 0.82152 | 0.68483 | 0.64842 | 0.61579 | 1.3105 | 2.8343 | 1.3031 | 1.523 | 1.2857 | 1.0566 | 1.3894 | 1.4098 | 1.0422 | 0.96426 | 1.6701 | 2.4314 | 1.3389 | 0.80786 | 0.76368 | 0.61241 | 0.81073 | 1.0751 | 1.2327
2017-01-06 | 6:00 | N | 2.61 | 3 | 4 | 0.46 | 6:00 | 327 | 438 | 2985 | 1717 | 853.47 | 1314 | 11940 | 789.82 | 14897.29 | 47052.82 | 0.31661 | 2017-05-07 | 1.3119 | 0.77385 | 0.76158 | 0.77462 | 0.79542 | 1.6689 | 3.399 | 1.4396 | 1.6176 | 1.5195 | 1.7182 | 1.7512 | 1.858 | 1.2033 | 1.1167 | 1.6554 | 2.0789 | 1.1196 | 0.84382 | 0.79367 | 0.89452 | 0.93421 | 1.3056 | 1.2553
2017-01-06 | 7:00 | N | 10 | 12.29 | 13.29 | 2 | 7:00 | 249 | 556 | 2872 | 2219 | 2490 | 6833.24 | 38168.88 | 4438 | 51930.12 | 51436.48 | 1.0096 | 2017-05-08 | 1.1525 | 0.94943 | 1.0783 | 0.95961 | 0.7257 | 1.1623 | 2.1058 | 1.136 | 1.1893 | 0.99079 | 0.7323 | 0.72714 | 0.89154 | 0.87774 | 0.88877 | 1.1973 | 1.531 | 0.97651 | 0.6623 | 0.69763 | 1.1675 | 0.5223 | 0.93352 | 1.1037
2017-01-06 | 8:00 | N | 3.5 | 7.02 | 12.99 | 3.39 | 8:00 | 256 | 306 | 2872 | 2219 | 896 | 2148.12 | 37307.28 | 7522.41 | 47873.81 | 53627.93 | 0.8927 | 2017-05-09 | 0.79891 | 0.57089 | 0.59464 | 0.56032 | 0.53188 | 0.92101 | 1.6046 | 0.9037 | 0.55266 | 1.0215 | 0.84876 | 0.65671 | 0.76073 | 0.87204 | 0.73069 | 0.88315 | 1.371 | 0.88684 | 0.66679 | 0.62377 | 0.67505 | 0.65107 | 0.74812 | 0.94924
2017-01-06 | 9:00 | N | 1 | 7.22 | 8.4 | 2 | 9:00 | 156 | 343 | 2872 | 2219 | 156 | 2476.46 | 24124.8 | 4438 | 31195.26 | 53776.77 | 0.58009 | 2017-05-10 | 1.0134 | 0.91231 | 0.64733 | 0.62903 | 0.61976 | 0.81472 | 1.8214 | 0.68634 | 0.61495 | 0.77372 | 0.88558 | 0.88857 | 1.0919 | 1.5056 | 1.2895 | 1.3441 | 1.3912 | 0.8023 | 0.97199 | 1.0625 | 0.83328 | 0.61739 | 0.81486 | 0.70042
2017-01-06 | 10:00 | N | 1.99 | 5.35 | 6.35 | 2 | 10:00 | 196 | 315 | 2872 | 2219 | 390.04 | 1685.25 | 18237.2 | 4438 | 24750.49 | 54515.11 | 0.45401 | 2017-05-11 | 0.38674 | 0.33487 | 0.36929 | 0.3863 | 0.37336 | 0.57205 | 1.1217 | 0.61572 | 0.59414 | 0.60683 | 0.71421 | 0.82339 | 0.76285 | 1.1117 | 1.1086 | 1.5503 | 1.7774 | 0.9906 | 0.68436 | 0.56953 | 0.50673 | 0.59369 | 0.59116 | 0.70595
2017-01-06 | 11:00 | N | 2.37 | 6.26 | 10.74 | 1.55 | 11:00 | 226 | 326 | 2842 | 1635 | 535.62 | 2040.76 | 30523.08 | 2534.25 | 35633.71 | 55019.68 | 0.64765 | 2017-05-12 | 0.50933 | 0.42509 | 0.38356 | 0.39509 | 0.4871 | 0.74156 | 1.3735 | 0.92193 | 0.92532 | 0.90719 | 1.0053 | 0.77523 | 0.85199 | 0.89346 | 1.0853 | 1.738 | 2.0297 | 1.3504 | 0.86528 | 0.62083 | 0.63092 | 0.61594 | 0.60605 | 0.66901
2017-01-06 | 12:00 | N | 2.61 | 3.3 | 6.51 | 1.28 | 12:00 | 222 | 319 | 2842 | 1635 | 579.42 | 1052.7 | 18501.42 | 2092.8 | 22226.34 | 54917.26 | 0.40472 | 2017-05-13 | 0.55975 | 0.36489 | 0.40315 | 0.43427 | 0.43717 | 0.68067 | 1.443 | 1.0658 | 0.96181 | 1.1467 | 1.1552 | 0.91769 | 0.91058 | 0.93115 | 0.83272 | 1.5193 | 2.2103 | 1.6028 | 0.6755 | 0.58743 | 0.59086 | 0.62975 | 0.61834 | 0.97527
2017-01-06 | 13:00 | N | 3.46 | 3.01 | 4.01 | 1.61 | 13:00 | 195 | 299 | 2842 | 1635 | 674.7 | 899.99 | 11396.42 | 2632.35 | 15603.46 | 54696.82 | 0.28527 | 2017-05-14 | 0.50661 | 0.3928 | 0.44283 | 0.45579 | 0.45424 | 0.87727 | 1.6397 | 0.96003 | 1.1112 | 1.0555 | 1.1074 | 0.95772 | 0.65921 | 0.84161 | 0.98292 | 1.8144 | 1.883 | 0.98855 | 0.68934 | 0.54236 | 0.68948 | 0.53158 | 0.5889 | 0.67207
2017-01-06 | 14:00 | N | 3.01 | 2.09 | 4 | 1.61 | 14:00 | 205 | 237 | 2842 | 1635 | 617.05 | 495.33 | 11368 | 2632.35 | 15112.73 | 54746.01 | 0.27605 | 2017-05-15 | 0.74829 | 0.55531 | 0.63221 | 0.59296 | 0.58184 | 1.0673 | 2.4034 | 0.93033 | 1.1361 | 1.162 | 1.2295 | 0.81604 | 0.87542 | 1.145 | 0.82088 | 1.2333 | 1.2218 | 0.64362 | 0.53386 | 0.47577 | 0.54707 | 0.64174 | 0.71822 | 0.82889
2017-01-06 | 15:00 | N | 2.61 | 1.08 | 3.67 | 0.97 | 15:00 | 212 | 213 | 2842 | 1380 | 553.32 | 230.04 | 10430.14 | 1338.6 | 12552.1 | 54832.27 | 0.22892 | 2017-05-16 | 0.99877 | 0.5174 | 0.53604 | 0.56469 | 0.55532 | 1.3018 | 2.6093 | 1.427 | 1.4001 | 1.9544 | 1.6034 | 1.3261 | 1.0586 | 1.2524 | 0.72421 | 1.2516 | 1.5861 | 1.0612 | 0.89877 | 0.79364 | 0.78672 | 0.65687 | 0.74055 | 0.88871
2017-01-06 | 16:00 | N | 2 | 1 | 3.15 | 0.97 | 16:00 | 191 | 237 | 2842 | 1380 | 382 | 237 | 8952.3 | 1338.6 | 10909.9 | 55113.8 | 0.19795 | 2017-05-17 | 1.2107 | 0.83443 | 0.86011 | 0.86081 | 0.8798 | 1.1528 | 2.1787 | 1.0175 | 0.9241 | 1.3968 | 1.4624 | 1.2821 | 0.88689 | 1.1301 | 1.0073 | 1.2831 | 1.434 | 1.0145 | 0.85318 | 0.62472 | 0.84388 | 0.6331 | 0.81799 | 0.84509
2017-01-06 | 17:00 | N | 1.87 | 1.94 | 3.34 | 0.97 | 17:00 | 218 | 258 | 2842 | 1380 | 407.66 | 500.52 | 9492.28 | 1338.6 | 11739.06 | 56041.61 | 0.20947 | 2017-05-18 | 0.74741 | 0.73838 | 0.73072 | 0.7472 | 0.74438 | 0.94627 | 1.572 | 0.83589 | 0.7877 | 0.81619 | 0.86164 | 0.74845 | 0.7954 | 1.2653 | 0.99425 | 1.3056 | 1.2342 | 0.81214 | 0.79783 | 0.60111 | 0.72346 | 0.54378 | 0.72948 | 0.66565
2017-01-06 | 18:00 | N | 3.68 | 31.55 | 32.55 | 1.25 | 18:00 | 240 | 365 | 2842 | 1380 | 883.2 | 11515.75 | 92507.1 | 1725 | 106631.05 | 57838.97 | 1.8436 | 2017-05-19 | 0.38864 | 0.45203 | 0.34626 | 0.32964 | 0.48721 | 0.67499 | 1.4838 | 0.66735 | 0.70297 | 0.89048 | 0.66826 | 0.69852 | 0.91319 | 0.97589 | 0.92851 | 1.5475 | 1.7515 | 1.1226 | 0.75239 | 0.51992 | 0.74605 | 0.61328 | 0.77664 | 0.58972
2017-01-06 | 19:00 | N | 8.14 | 21.92 | 26.08 | 2 | 19:00 | 320 | 214 | 2842 | 1426 | 2604.8 | 4690.88 | 74119.36 | 2852 | 84267.04 | 59636.07 | 1.413 | 2017-05-20 | 0.7263 | 0.60786 | 0.30673 | 0.34237 | 0.54288 | 0.95254 | 1.7697 | 0.93616 | 1.1074 | 1.0742 | 1.1743 | 1.0626 | 0.89998 | 0.99602 | 0.92061 | 1.5091 | 1.724 | 1.061 | 0.62336 | 0.58232 | 0.7292 | 0.71698 | 0.89322 | 0.80112
2017-01-06 | 20:00 | N | 3.5 | 8.58 | 15.72 | 1.73 | 20:00 | 322 | 178 | 2842 | 1426 | 1127 | 1527.24 | 44676.24 | 2466.98 | 49797.46 | 59381.91 | 0.8386 | 2017-05-21 | 0.67491 | 0.33795 | 0.33862 | 0.35784 | 0.40952 | 0.92556 | 2.0125 | 1.1384 | 1.0886 | 1.3401 | 0.99968 | 0.80125 | 0.83306 | 0.99997 | 0.85522 | 1.5428 | 1.6219 | 1.1467 | 0.81326 | 0.71352 | 0.73411 | 0.58138 | 0.91547 | 0.91449
2017-01-06 | 21:00 | N | 1.82 | 5.86 | 12.03 | 1 | 21:00 | 337 | 173 | 2842 | 1426 | 613.34 | 1013.78 | 34189.26 | 1426 | 37242.38 | 58929.49 | 0.63198 | 2017-05-22 | 0.7663 | 0.58748 | 0.38309 | 0.39305 | 0.39624 | 1.0306 | 1.522 | 1.0376 | 1.0063 | 1.0958 | 0.80203 | 0.76656 | 0.98124 | 0.84045 | 0.75325 | 1.3701 | 1.3659 | 0.79375 | 0.66046 | 0.55313 | 0.85549 | 0.4693 | 0.81186 | 0.87041
2017-01-06 | 22:00 | N | 3.5 | 7.54 | 9.47 | 1 | 22:00 | 394 | 194 | 2842 | 1426 | 1379 | 1462.76 | 26913.74 | 1426 | 31181.5 | 57944.15 | 0.53813 | 2017-05-23 | 0.74153 | 0.47074 | 0.37082 | 0.39266 | 0.40776 | 0.93327 | 1.8497 | 1.1407 | 1.0844 | 1.1235 | 0.99911 | 0.88332 | 0.78047 | 0.97307 | 0.7842 | 1.2073 | 1.1387 | 0.72991 | 0.78238 | 0.6133 | 1.0813 | 0.74186 | 0.71336 | 0.82779
2017-01-06 | 23:00 | N | 3.33 | 2.82 | 3.82 | 0.01 | 23:00 | 389 | 265 | 2985 | 1111 | 1295.37 | 747.3 | 11402.7 | 11.11 | 13456.48 | 56155.33 | 0.23963 | 2017-05-24 | 0.48463 | 0.36606 | 0.39763 | 0.42654 | 0.42698 | 0.62402 | 1.215 | 0.7934 | 1.3969 | 1.5364 | 1.7648 | 1.2683 | 1.1354 | 1.0342 | 0.8206 | 1.2184 | 1.3106 | 1.3 | 0.91447 | 0.75967 | 0.73917 | 0.64138 | 0.77613 | 1.3164
2017-01-06 | 24:00 | N | 2.61 | 1.11 | 2.11 | 0.01 | 24:00 | 362 | 243 | 2985 | 1111 | 944.82 | 269.73 | 6298.35 | 11.11 | 7524.01 | 54688.72 | 0.13758 | 2017-05-25 | 0.99532 | 0.90729 | 0.93883 | 0.98173 | 0.90769 | 1.4209 | 3.2942 | 0.76795 | 1.2622 | 1.1139 | 0.99709 | 0.79726 | 0.78383 | 1.042 | 0.67725 | 1.1803 | 1.7022 | 1.4654 | 0.61651 | 0.38972 | 0.44913 | 0.29855 | 0.50401 | 0.43935
2017-01-07 | 1:00 | N | 2.11 | 3.44 | 4.44 | 0.01 | 1:00 | 294 | 212 | 2985 | 1111 | 620.34 | 729.28 | 13253.4 | 11.11 | 14614.13 | 53749.2 | 0.27189 | 2017-05-26 | 0.50949 | 0.38831 | 0.34969 | 0.36176 | 0.34905 | 0.67632 | 1.44 | 0.57371 | 0.62928 | 0.62254 | 0.7461 | 0.73109 | 1.0361 | 1.197 | 1.2711 | 2.5832 | 2.2851 | 0.96996 | 0.7272 | 0.59098 | 0.62338 | 0.73012 | 0.6369 | 0.55805
2017-01-07 | 2:00 | N | 2.21 | 2.71 | 3.71 | 0.01 | 2:00 | 236 | 179 | 2985 | 1111 | 521.56 | 485.09 | 11074.35 | 11.11 | 12092.11 | 53282.32 | 0.22694 | 2017-05-27 | 0.29614 | 0.24623 | 0.24693 | 0.26529 | 0.27057 | 0.3814 | 0.57542 | 0.53251 | 0.47389 | 0.55156 | 0.63672 | 0.67012 | 0.81832 | 1.2966 | 1.2796 | 2.272 | 1.9013 | 1.0139 | 0.66637 | 0.6557 | 0.60342 | 0.39951 | 0.48555 | 0.43726
2017-01-07 | 3:00 | N | 2.11 | 2.51 | 3.51 | 0.46 | 3:00 | 201 | 205 | 2985 | 1717 | 424.11 | 514.55 | 10477.35 | 789.82 | 12205.83 | 53243.26 | 0.22925 | 2017-05-28 | 0.29625 | 0.22761 | 0.27507 | 0.28025 | 0.30662 | 0.44985 | 1.0517 | 0.57242 | 0.56663 | 0.52033 | 0.7016 | 0.52766 | 0.67098 | 0.8852 | 0.89303 | 1.3309 | 1.5243 | 0.78616 | 0.71088 | 0.50884 | 0.54169 | 0.3563 | 0.35516 | 0.4143
2017-01-07 | 4:00 | N | 2.11 | 2.8 | 3.8 | 0.46 | 4:00 | 185 | 205 | 2985 | 1717 | 390.35 | 574 | 11343 | 789.82 | 13097.17 | 53542.5 | 0.24461 | 2017-05-29 | 0.35474 | 0.24851 | 0.30437 | 0.33698 | 0.34639 | 0.49038 | 0.65842 | 0.5426 | 0.46942 | 0.48415 | 0.5545 | 0.39168 | 0.50792 | 0.86702 | 1.0166 | 0.88131 | 1.2217 | 0.69263 | 0.46673 | 0.33952 | 0.41672 | 0.42066 | 0.45584 | 0.68598
2017-01-07 | 5:00 | N | 2.49 | 3.86 | 4.86 | 0.46 | 5:00 | 207 | 283 | 2985 | 1717 | 515.43 | 1092.38 | 14507.1 | 789.82 | 16904.73 | 54275.99 | 0.31146 | 2017-05-30 | 0.5736 | 0.32202 | 0.34468 | 0.37069 | 0.39218 | 0.86735 | 1.3875 | 0.7218 | 0.82404 | 0.73078 | 0.67365 | 0.70775 | 0.83947 | 0.97108 | 0.89899 | 1.1745 | 1.241 | 0.67771 | 0.41128 | 0.46691 | 0.59746 | 0.38403 | 0.38721 | 0.65488
2017-01-07 | 6:00 | N | 3.46 | 9.69 | 10.69 | 0.46 | 6:00 | 327 | 438 | 2985 | 1717 | 1131.42 | 4244.22 | 31909.65 | 789.82 | 38075.11 | 55579.84 | 0.68505 | 2017-05-31 | 0.30514 | 0.25381 | 0.29242 | 0.31524 | 0.34886 | 0.43612 | 0.82251 | 0.60722 | 0.55874 | 0.60972 | 0.75551 | 0.88807 | 0.77749 | 0.84603 | 1.0228 | 1.2279 | 1.2012 | 0.68227 | 0.57917 | 0.55418 | 0.49409 | 0.35678 | 0.3316 | 0.37293
2017-01-07 | 7:00 | N | 3.5 | 19.94 | 20.94 | 6 | 7:00 | 249 | 556 | 2872 | 2219 | 871.5 | 11086.64 | 60139.68 | 13314 | 85411.82 | 57198.6 | 1.4933 | 2017-06-01 | 0.31145 | 0.29289 | 0.29635 | 0.30386 | 0.34009 | 0.37583 | 0.6379 | 0.59072 | 0.46771 | 0.60473 | 0.49344 | 0.55417 | 0.64135 | 0.73822 | 0.98031 | 0.96115 | 0.99635 | 0.6077 | 0.4936 | 0.47544 | 0.38934 | 0.45406 | 0.42275 | 0.34795
2017-01-07 | 8:00 | N | 2.99 | 15.22 | 24.97 | 11.32 | 8:00 | 256 | 306 | 2872 | 2219 | 765.44 | 4657.32 | 71713.84 | 25119.08 | 102255.68 | 58634.58 | 1.7439 | 2017-06-02 | 0.31272 | 0.25832 | 0.26999 | 0.28583 | 0.3051 | 0.3775 | 0.50493 | 0.51567 | 0.47982 | 0.58518 | 0.44451 | 0.45498 | 0.46538 | 0.6613 | 0.85303 | 0.97199 | 1.0021 | 0.53683 | 0.51571 | 0.39706 | 0.40211 | 0.40986 | 0.44149 | 0.39166
2017-01-07 | 9:00 | N | 1 | 64.46 | 73.16 | 11.75 | 9:00 | 156 | 343 | 2872 | 2219 | 156 | 22109.78 | 210115.52 | 26073.25 | 258454.55 | 58792.68 | 4.396 | 2017-06-03 | 0.42426 | 0.27842 | 0.29682 | 0.31867 | 0.33864 | 0.37703 | 0.61016 | 0.61262 | 0.56718 | 0.75852 | 0.69096 | 0.6117 | 0.67209 | 0.98281 | 1.0439 | 1.3631 | 1.5788 | 0.68496 | 0.49738 | 0.50076 | 0.36987 | 0.49188 | 0.46234 | 0.37607
2017-01-07 | 10:00 | N | 2 | 45.75 | 51.77 | 11.75 | 10:00 | 196 | 315 | 2872 | 2219 | 392 | 14411.25 | 148683.44 | 26073.25 | 189559.94 | 57516.18 | 3.2958 | 2017-06-04 | 0.53319 | 0.29178 | 0.32258 | 0.34495 | 0.35719 | 0.3923 | 0.54013 | 0.57628 | 0.52285 | 0.82171 | 0.80512 | 0.8264 | 0.64018 | 0.65653 | 0.777 | 1.0547 | 1.3464 | 0.75898 | 0.53411 | 0.4606 | 0.56577 | 0.55665 | 0.50756 | 0.43864
2017-01-07 | 11:00 | N | 2 | 14.54 | 20.79 | 2 | 11:00 | 226 | 326 | 2842 | 1635 | 452 | 4740.04 | 59085.18 | 3270 | 67547.22 | 55275.54 | 1.222 | 2017-06-05 | 0.38724 | 0.31968 | 0.34962 | 0.3627 | 0.36737 | 0.41276 | 0.84984 | 0.72078 | 0.75436 | 1.2041 | 0.7315 | 0.55802 | 0.47624 | 0.67049 | 0.62173 | 1.1912 | 1.2335 | 0.54688 | 0.53101 | 0.51724 | 0.55611 | 0.44007 | 0.40495 | 0.41278
2017-01-07 | 12:00 | N | 3.17 | 6.14 | 12.13 | 1.09 | 12:00 | 222 | 319 | 2842 | 1635 | 703.74 | 1958.66 | 34473.46 | 1782.15 | 38918.01 | 52469.57 | 0.74173 | 2017-06-06 | 0.37214 | 0.3014 | 0.30432 | 0.31971 | 0.32783 | 0.41129 | 0.58323 | 0.53689 | 0.44541 | 0.5788 | 0.57502 | 0.54214 | 0.64017 | 0.62635 | 0.62899 | 1.2523 | 1.4882 | 0.89387 | 0.67135 | 0.49886 | 0.43433 | 0.40817 | 0.41404 | 0.38728
2017-01-07 | 13:00 | N | 2 | 3.3 | 4.91 | 1 | 13:00 | 195 | 299 | 2842 | 1635 | 390 | 986.7 | 13954.22 | 1635 | 16965.92 | 49373.68 | 0.34362 | 2017-06-07 | 0.29126 | 0.25363 | 0.27158 | 0.29462 | 0.29984 | 0.33011 | 0.52375 | 0.49941 | 0.4871 | 0.59274 | 0.50839 | 0.62204 | 0.74864 | 1.1183 | 0.8459 | 1.5066 | 2.0278 | 0.83643 | 0.60928 | 0.52103 | 0.48005 | 0.28589 | 0.3589 | 0.3413
2017-01-07 | 14:00 | N | 3.5 | 1.61 | 3 | 1 | 14:00 | 205 | 237 | 2842 | 1635 | 717.5 | 381.57 | 8526 | 1635 | 11260.07 | 46429.54 | 0.24252 | 2017-06-08 | 0.31812 | 0.26302 | 0.26771 | 0.29173 | 0.30186 | 0.33224 | 0.49424 | 0.47485 | 0.43837 | 0.52295 | 0.58772 | 0.6209 | 0.51228 | 0.87876 | 0.80326 | 1.4973 | 1.9326 | 0.48063 | 0.41072 | 0.37618 | 0.48752 | 0.30572 | 0.36564 | 0.29132
2017-01-07 | 15:00 | N | 3.5 | 1 | 3 | 0.75 | 15:00 | 212 | 213 | 2842 | 1380 | 742 | 213 | 8526 | 1035 | 10516 | 44102.59 | 0.23844 | 2017-06-09 | 0.34207 | 0.25994 | 0.28642 | 0.31447 | 0.31281 | 0.34303 | 0.52117 | 0.50768 | 0.40957 | 0.4012 | 0.48472 | 0.44937 | 0.54109 | 0.6577 | 1.0513 | 1.7033 | 1.3027 | 0.54678 | 0.45082 | 0.42159 | 0.41486 | 0.43242 | 0.42198 | 0.33563
2017-01-07 | 16:00 | N | 2.11 | 1 | 2.74 | 0.75 | 16:00 | 191 | 237 | 2842 | 1380 | 403.01 | 237 | 7787.08 | 1035 | 9462.09 | 42671.55 | 0.22174 | 2017-06-10 | 0.6831 | 0.34641 | 0.36387 | 0.37211 | 0.3865 | 0.46962 | 0.84472 | 0.62893 | 0.62284 | 0.52726 | 0.59628 | 0.52315 | 0.71527 | 0.92852 | 0.83225 | 1.3646 | 1.0318 | 0.57766 | 0.43524 | 0.47166 | 0.39398 | 0.44734 | 0.46671 | 0.38383
2017-01-07 | 17:00 | N | 2 | 2.11 | 3.9 | 0.97 | 17:00 | 218 | 258 | 2842 | 1380 | 436 | 544.38 | 11083.8 | 1338.6 | 13402.78 | 42560.08 | 0.31491 | 2017-06-11 | 0.41627 | 0.31621 | 0.32369 | 0.34875 | 0.35931 | 0.41131 | 0.69916 | 0.69117 | 0.55774 | 0.58188 | 0.65254 | 0.53656 | 0.71056 | 0.79438 | 0.62335 | 1.1604 | 0.9741 | 0.56712 | 0.49881 | 0.42036 | 0.50038 | 0.41193 | 0.37372 | 0.31538
2017-01-07 | 18:00 | N | 3.5 | 14.02 | 15.02 | 1.28 | 18:00 | 240 | 365 | 2842 | 1380 | 840 | 5117.3 | 42686.84 | 1766.4 | 50410.54 | 45022.58 | 1.1197 | 2017-06-12 | 0.39774 | 0.3005 | 0.30696 | 0.31952 | 0.32496 | 0.47526 | 0.69696 | 0.54691 | 0.50208 | 0.5771 | 0.46716 | 0.67489 | 0.50089 | 0.84804 | 0.65867 | 1.4029 | 1.1064 | 0.52867 | 0.40268 | 0.42434 | 0.47222 | 0.37316 | 0.41161 | 0.47439
2017-01-07 | 19:00 | N | 8.11 | 18.47 | 20.46 | 1.61 | 19:00 | 320 | 214 | 2842 | 1426 | 2595.2 | 3952.58 | 58147.32 | 2295.86 | 66990.96 | 48892.78 | 1.3702 | 2017-06-13 | 0.38313 | 0.2726 | 0.29609 | 0.27694 | 0.31205 | 0.35087 | 0.53716 | 0.57016 | 0.54081 | 0.50697 | 0.57304 | 0.72157 | 0.68775 | 1.0211 | 0.69944 | 1.1314 | 0.93279 | 0.53733 | 0.59918 | 0.44561 | 0.42328 | 0.32805 | 0.50608 | 0.61337
2017-01-07 | 20:00 | N | 3.5 | 6.33 | 13.62 | 1.53 | 20:00 | 322 | 178 | 2842 | 1426 | 1127 | 1126.74 | 38708.04 | 2181.78 | 43143.56 | 50367.59 | 0.85657 | 2017-06-14 | 0.38899 | 0.2738 | 0.25029 | 0.26407 | 0.28656 | 0.48761 | 0.71573 | 0.69006 | 0.84699 | 0.77131 | 0.69752 | 0.39299 | 0.5666 | 0.88337 | 0.98094 | 1.5222 | 1.6827 | 0.76188 | 0.57393 | 0.4915 | 0.54785 | 0.45757 | 0.43448 | 0.44946
2017-01-07 | 21:00 | N | 2 | 3.2 | 7.6 | 0.82 | 21:00 | 337 | 173 | 2842 | 1426 | 674 | 553.6 | 21599.2 | 1169.32 | 23996.12 | 51171.7 | 0.46893 | 2017-06-15 | 0.269 | 0.21922 | 0.23066 | 0.24701 | 0.25003 | 0.26975 | 0.40356 | 0.43533 | 0.38083 | 0.39964 | 0.50362 | 0.73542 | 0.67245 | 1.2954 | 1.3559 | 2.7087 | 2.5409 | 0.71954 | 0.80254 | 0.49161 | 0.525 | 0.43091 | 0.38743 | 0.28499
2017-01-07 | 22:00 | N | 3.01 | 3.83 | 5.1 | 0.82 | 22:00 | 394 | 194 | 2842 | 1426 | 1185.94 | 743.02 | 14494.2 | 1169.32 | 17592.48 | 51176.25 | 0.34376 | 2017-06-16 | 0.22601 | 0.17717 | 0.19526 | 0.21568 | 0.21977 | 0.24526 | 0.37578 | 0.39466 | 0.34792 | 0.35278 | 0.49416 | 0.53801 | 0.86472 | 1.2189 | 1.5321 | 2.8212 | 2.7161 | 0.73362 | 0.68408 | 0.41114 | 0.38513 | 0.28609 | 0.3353 | 0.2209
2017-01-07 | 23:00 | N | 4.31 | 1.65 | 2.65 | 0.01 | 23:00 | 389 | 265 | 2985 | 1111 | 1676.59 | 437.25 | 7910.25 | 11.11 | 10035.2 | 50491.27 | 0.19875 | 2017-06-17 | 0.20547 | 0.17259 | 0.19382 | 0.21214 | 0.21716 | 0.24049 | 0.3856 | 0.42128 | 0.32809 | 0.35744 | 0.35742 | 0.48342 | 0.70237 | 1.3074 | 1.3348 | 2.3732 | 2.4376 | 1.0301 | 0.77819 | 0.6014 | 0.4501 | 0.30224 | 0.33225 | 0.24164
2017-01-07 | 24:00 | N | 5.3 | 1.11 | 2.11 | 0.01 | 24:00 | 362 | 243 | 2985 | 1111 | 1918.6 | 269.73 | 6298.35 | 11.11 | 8497.79 | 49681.95 | 0.17104 | 2017-06-18 | 0.21026 | 0.17187 | 0.19154 | 0.21146 | 0.21643 | 0.24198 | 0.43072 | 0.5204 | 0.55128 | 0.75849 | 0.60762 | 0.3557 | 0.54778 | 0.96357 | 0.84992 | 2.4912 | 3.108 | 1.1241 | 0.7444 | 0.48509 | 0.383 | 0.35642 | 0.37091 | 0.31063
2017-01-08 | 1:00 | N | 2.11 | 1 | 2.01 | 0.01 | 1:00 | 294 | 212 | 2985 | 1111 | 620.34 | 212 | 5999.85 | 11.11 | 6843.3 | 48965.86 | 0.13976 | 2017-06-19 | 0.23784 | 0.17316 | 0.1935 | 0.21293 | 0.21742 | 0.26746 | 0.47947 | 0.54131 | 0.61388 | 0.56395 | 0.77374 | 1.1756 | 1.4743 | 1.8786 | 2.4472 | 4.0017 | 3.5487 | 1.6606 | 1.1139 | 0.99376 | 0.76389 | 0.59102 | 0.50144 | 0.29781
2017-01-08 | 2:00 | N | 2.13 | 1 | 2.01 | 0.01 | 2:00 | 236 | 179 | 2985 | 1111 | 502.68 | 179 | 5999.85 | 11.11 | 6692.64 | 48721.25 | 0.13737 | 2017-06-20 | 0.18307 | 0.17489 | 0.19824 | 0.21669 | 0.2212 | 0.23457 | 0.30815 | 0.39573 | 0.34183 | 0.54671 | 0.76222 | 0.85293 | 1.0309 | 1.7728 | 1.7577 | 3.1931 | 2.2111 | 1.1383 | 0.86841 | 0.82684 | 0.66337 | 0.52524 | 0.40208 | 0.20855
2017-01-08 | 3:00 | N | 2.11 | 1 | 2.01 | 0.47 | 3:00 | 201 | 205 | 2985 | 1717 | 424.11 | 205 | 5999.85 | 806.99 | 7435.95 | 48726.55 | 0.15261 | 2017-06-21 | 0.17619 | 0.17301 | 0.19764 | 0.2186 | 0.22436 | 0.23715 | 0.34687 | 0.3705 | 0.35483 | 0.33826 | 0.5444 | 0.64019 | 0.67931 | 1.1402 | 1.2825 | 1.9349 | 1.8841 | 0.76795 | 0.58851 | 0.51343 | 0.46439 | 0.31582 | 0.32302 | 0.20798
2017-01-08 | 4:00 | N | 2 | 1 | 2 | 0.46 | 4:00 | 185 | 205 | 2985 | 1717 | 370 | 205 | 5970 | 789.82 | 7334.82 | 49004.51 | 0.14968 | 2017-06-22 | 0.18857 | 0.18142 | 0.20601 | 0.2139 | 0.23252 | 0.24474 | 0.35235 | 0.37383 | 0.33149 | 0.36302 | 0.62311 | 0.70282 | 0.89397 | 1.8847 | 1.5455 | 2.313 | 2.0915 | 0.96928 | 0.73156 | 0.56433 | 0.45345 | 0.38245 | 0.33026 | 0.19918
2017-01-08 | 5:00 | N | 2.31 | 2 | 2.61 | 0.47 | 5:00 | 207 | 283 | 2985 | 1717 | 478.17 | 566 | 7790.85 | 806.99 | 9642.01 | 49732 | 0.19388 | 2017-06-23 | 0.19957 | 0.1706 | 0.18832 | 0.20447 | 0.20874 | 0.22174 | 0.2924 | 0.32614 | 0.33051 | 0.56308 | 0.4854 | 0.68179 | 0.96093 | 1.8556 | 2.3719 | 3.1158 | 2.1178 | 0.74564 | 0.51823 | 0.49095 | 0.428 | 0.31684 | 0.38333 | 0.22878
2017-01-08 | 6:00 | N | 3.5 | 2.9 | 3.58 | 0.47 | 6:00 | 327 | 438 | 2985 | 1717 | 1144.5 | 1270.2 | 10686.3 | 806.99 | 13907.99 | 50835.3 | 0.27359 | 2017-06-24 | 0.22383 | 0.16447 | 0.18631 | 0.2087 | 0.21825 | 0.24013 | 0.32034 | 0.3639 | 0.38543 | 0.50863 | 0.60887 | 0.36418 | 0.46288 | 0.66976 | 0.48114 | 0.94567 | 0.77005 | 0.40935 | 0.49094 | 0.41503 | 0.53243 | 0.48731 | 0.46788 | 0.38266
2017-01-08 | 7:00 | N | 7.87 | 8 | 7.55 | 2 | 7:00 | 249 | 556 | 2872 | 2219 | 1959.63 | 4448 | 21683.6 | 4438 | 32529.23 | 52316.19 | 0.62178 | 2017-06-25 | 0.51029 | 0.36717 | 0.27817 | 0.25927 | 0.26506 | 0.30445 | 0.48268 | 0.568 | 0.66028 | 0.69873 | 0.80829 | 0.9133 | 0.85291 | 0.87621 | 0.79598 | 1.1715 | 1.2164 | 0.54351 | 0.64707 | 0.51845 | 0.89768 | 0.63672 | 0.50976 | 0.3516
2017-01-08 | 8:00 | N | 2.75 | 7.35 | 18.08 | 4.22 | 8:00 | 256 | 306 | 2872 | 2219 | 704 | 2249.1 | 51925.76 | 9364.18 | 64243.04 | 53445.44 | 1.202 | 2017-06-26 | 0.30406 | 0.22594 | 0.23684 | 0.25133 | 0.25278 | 0.29623 | 0.53559 | 0.52245 | 0.59024 | 0.64356 | 0.68515 | 0.69096 | 0.59859 | 1.136 | 0.73739 | 1.8197 | 1.7411 | 0.90699 | 0.62127 | 0.48446 | 0.52728 | 0.39663 | 0.41572 | 0.36266
2017-01-08 | 9:00 | N | 2.11 | 5.24 | 12.75 | 2 | 9:00 | 156 | 343 | 2872 | 2219 | 329.16 | 1797.32 | 36618 | 4438 | 43182.48 | 53039.42 | 0.81416 | 2017-06-27 | 0.27958 | 0.20899 | 0.22219 | 0.24078 | 0.2421 | 0.28856 | 0.44529 | 0.475 | 0.42397 | 0.61321 | 0.62127 | 0.5568 | 0.84774 | 1.4464 | 1.0929 | 1.3119 | 1.4128 | 0.60037 | 0.54496 | 0.4401 | 0.43411 | 0.32372 | 0.36208 | 0.31288
2017-01-08 | 10:00 | N | 2.11 | 4 | 7.63 | 2 | 10:00 | 196 | 315 | 2872 | 2219 | 413.56 | 1260 | 21913.36 | 4438 | 28024.92 | 51089.44 | 0.54855 | 2017-06-28 | 0.34241 | 0.21517 | 0.23061 | 0.25149 | 0.25203 | 0.27985 | 0.45742 | 0.47312 | 0.46812 | 0.50443 | 0.64896 | 0.70294 | 0.91799 | 1.2948 | 0.79068 | 1.0023 | 0.84124 | 0.43979 | 0.47251 | 0.48468 | 0.48008 | 0.39214 | 0.51792 | 0.42726
2017-01-08 | 11:00 | N | 3.5 | 2.9 | 4.01 | 2 | 11:00 | 226 | 326 | 2842 | 1635 | 791 | 945.4 | 11396.42 | 3270 | 16402.82 | 48726.2 | 0.33663 | 2017-06-29 | 0.38481 | 0.23403 | 0.22676 | 0.24003 | 0.24801 | 0.31993 | 0.61255 | 0.64327 | 0.40098 | 0.40155 | 0.57526 | 0.53651 | 0.71404 | 0.9753 | 0.85504 | 1.4023 | 1.413 | 0.66173 | 0.44016 | 0.33566 | 0.39483 | 0.41667 | 0.4153 | 0.30926
2017-01-08 | 12:00 | N | 3.5 | 2.31 | 3.97 | 2 | 12:00 | 222 | 319 | 2842 | 1635 | 777 | 736.89 | 11282.74 | 3270 | 16066.63 | 46218.68 | 0.34762 | 2017-06-30 | 0.29022 | 0.21809 | 0.21878 | 0.23219 | 0.23654 | 0.28474 | 0.55662 | 0.43383 | 0.44372 | 0.39339 | 0.41799 | 0.53323 | 0.55771 | 1.3908 | 1.333 | 1.6337 | 1.2872 | 0.7609 | 0.55438 | 0.49208 | 0.38038 | 0.46626 | 0.54703 | 0.33227
2017-01-08 | 13:00 | N | 3.46 | 2.11 | 3.69 | 2 | 13:00 | 195 | 299 | 2842 | 1635 | 674.7 | 630.89 | 10486.98 | 3270 | 15062.57 | 43764.4 | 0.34417 | 2017-07-01 | 0.41059 | 0.25298 | 0.24022 | 0.23347 | 0.22897 | 0.25211 | 0.33392 | 0.3499 | 0.33074 | 0.486 | 0.69606 | 0.58148 | 0.757 | 0.86447 | 1.6682 | 2.6737 | 3.1949 | 0.77735 | 0.55374 | 0.43798 | 0.42299 | 0.41199 | 0.50606 | 0.39999
2017-01-08 | 14:00 | N | 3.5 | 2.31 | 3 | 2 | 14:00 | 205 | 237 | 2842 | 1635 | 717.5 | 547.47 | 8526 | 3270 | 13060.97 | 41553.58 | 0.31432 | 2017-07-02 | 0.28826 | 0.2309 | 0.20413 | 0.21316 | 0.21517 | 0.23782 | 0.30274 | 0.31593 | 0.33894 | 0.33618 | 0.40391 | 0.57073 | 0.61508 | 0.6816 | 1.1275 | 2.2236 | 3.3034 | 1.0451 | 0.62737 | 0.45381 | 0.527 | 0.43113 | 0.50821 | 0.39947
2017-01-08 | 15:00 | N | 3.46 | 2.31 | 3 | 0.97 | 15:00 | 212 | 213 | 2842 | 1380 | 733.52 | 492.03 | 8526 | 1338.6 | 11090.15 | 39946.22 | 0.27763 | 2017-07-03 | 0.27167 | 0.18073 | 0.18991 | 0.20653 | 0.20744 | 0.2504 | 0.33499 | 0.37192 | 0.42871 | 0.50669 | 0.45068 | 0.56962 | 0.57112 | 0.79768 | 1.4662 | 1.9144 | 2.1821 | 0.79555 | 0.5646 | 0.44524 | 0.53612 | 0.41295 | 0.4352 | 0.31367
2017-01-08 | 16:00 | N | 2.31 | 2.11 | 3 | 0.97 | 16:00 | 191 | 237 | 2842 | 1380 | 441.21 | 500.07 | 8526 | 1338.6 | 10805.88 | 38987.14 | 0.27717 | 2017-07-04 | 0.26674 | 0.19693 | 0.19182 | 0.21593 | 0.22138 | 0.2346 | 0.28377 | 0.33911 | 0.37999 | 0.45496 | 0.51903 | 0.58992 | 0.59635 | 0.81645 | 1.2174 | 2.008 | 2.0052 | 0.91541 | 0.56749 | 0.48368 | 0.48696 | 0.47914 | 0.46916 | 0.39854
2017-01-08 | 17:00 | N | 2.11 | 2.31 | 2.61 | 0.97 | 17:00 | 218 | 258 | 2842 | 1380 | 459.98 | 595.98 | 7417.62 | 1338.6 | 9812.18 | 39207.26 | 0.25026 | 2017-07-05 | 0.25407 | 0.19257 | 0.19391 | 0.21313 | 0.2139 | 0.2614 | 0.29654 | 0.33336 | 0.35851 | 0.35192 | 0.43223 | 0.52628 | 0.65162 | 1.059 | 1.6025 | 2.5034 | 2.6927 | 1.0956 | 0.65858 | 0.50351 | 0.48344 | 0.42836 | 0.40251 | 0.29416
2017-01-08 | 18:00 | N | 3.5 | 13.73 | 14.8 | 1.67 | 18:00 | 240 | 365 | 2842 | 1380 | 840 | 5011.45 | 42061.6 | 2304.6 | 50217.65 | 41472.75 | 1.2109 | 2017-07-06 | 0.21348 | 0.17632 | 0.18573 | 0.20258 | 0.20651 | 0.22712 | 0.29033 | 0.29368 | 0.29012 | 0.35838 | 0.57961 | 0.59531 | 0.84045 | 1.1699 | 1.6999 | 2.5451 | 2.9084 | 1.3482 | 0.73927 | 0.46379 | 0.46745 | 0.57496 | 0.34238 | 0.20235
2017-01-08 | 19:00 | N | 8.53 | 10 | 14.38 | 2 | 19:00 | 320 | 214 | 2842 | 1426 | 2729.6 | 2140 | 40867.96 | 2852 | 48589.56 | 44545.67 | 1.0908 | 2017-07-07 | 0.17714 | 0.17287 | 0.19123 | 0.19304 | 0.20958 | 0.21851 | 0.29554 | 0.33216 | 0.38366 | 0.5157 | 0.57557 | 0.68602 | 0.83137 | 1.3243 | 1.9576 | 3.2256 | 2.8549 | 1.0629 | 0.82898 | 0.53452 | 0.44116 | 0.53517 | 0.41552 | 0.27469
2017-01-08 | 20:00 | N | 3.98 | 3.2 | 8.16 | 2 | 20:00 | 322 | 178 | 2842 | 1426 | 1281.56 | 569.6 | 23190.72 | 2852 | 27893.88 | 45398.06 | 0.61443 | 2017-07-08 | 0.31604 | 0.22163 | 0.20309 | 0.21599 | 0.21811 | 0.22996 | 0.29986 | 0.37823 | 0.41942 | 0.53151 | 0.606 | 0.84275 | 1.0137 | 1.5415 | 2.2263 | 3.1695 | 2.8371 | 1.0085 | 0.82101 | 0.61888 | 0.50537 | 0.54917 | 0.53635 | 0.42422
2017-01-08 | 21:00 | N | 3.5 | 3.1 | 5.23 | 2 | 21:00 | 337 | 173 | 2842 | 1426 | 1179.5 | 536.3 | 14863.66 | 2852 | 19431.46 | 45276.32 | 0.42917 | 2017-07-09 | 0.28489 | 0.18794 | 0.19167 | 0.20847 | 0.2106 | 0.22442 | 0.31577 | 0.33767 | 0.29656 | 0.4626 | 0.51139 | 0.59401 | 0.8764 | 0.98746 | 1.6667 | 2.8781 | 2.4397 | 0.93654 | 0.72228 | 0.53331 | 0.46065 | 0.54728 | 0.50619 | 0.33329
2017-01-08 | 22:00 | N | 5 | 2.61 | 4.11 | 1.59 | 22:00 | 394 | 194 | 2842 | 1426 | 1970 | 506.34 | 11680.62 | 2267.34 | 16424.3 | 44163.8 | 0.3719 | 2017-07-10 | 0.236 | 0.19696 | 0.2099 | 0.22775 | 0.22714 | 0.23456 | 0.29392 | 0.31954 | 0.31519 | 0.4528 | 0.56009 | 0.55658 | 0.82421 | 1.2464 | 1.7796 | 2.7837 | 2.5464 | 0.79327 | 0.59907 | 0.57558 | 0.49778 | 0.50012 | 0.31362 | 0.27414
2017-01-08 | 23:00 | N | 10 | 3.2 | 3.2 | 0.01 | 23:00 | 389 | 265 | 2985 | 1111 | 3890 | 848 | 9552 | 11.11 | 14301.11 | 42004.03 | 0.34047 | 2017-07-11 | 0.2198 | 0.1809 | 0.1981 | 0.21357 | 0.21194 | 0.23171 | 0.25253 | 0.30414 | 0.27031 | 0.36867 | 0.39141 | 0.51309 | 0.58817 | 0.81221 | 1.0443 | 1.1685 | 1.2192 | 0.68375 | 0.50761 | 0.44351 | 0.42684 | 0.32885 | 0.27437 | 0.24523
2017-01-08 | 24:00 | N | 8.61 | 2.6 | 3 | 0.01 | 24:00 | 362 | 243 | 2985 | 1111 | 3116.82 | 631.8 | 8955 | 11.11 | 12714.73 | 39737.05 | 0.31997 | 2017-07-12 | 0.19923 | 0.17715 | 0.19406 | 0.2038 | 0.20568 | 0.21736 | 0.29718 | 0.30834 | 0.30221 | 0.30767 | 0.33001 | 0.44519 | 0.51737 | 0.81528 | 1.1537 | 1.4025 | 1.7084 | 0.76563 | 0.49135 | 0.41761 | 0.43397 | 0.33222 | 0.31107 | 0.23137
2017-01-09 | 1:00 | N | 3.77 | 1.61 | 2.61 | 0.01 | 1:00 | 294 | 212 | 2985 | 1111 | 1108.38 | 341.32 | 7790.85 | 11.11 | 9251.66 | 38281.24 | 0.24168 | 2017-07-13 | 0.20909 | 0.17902 | 0.17988 | 0.19428 | 0.20637 | 0.21253 | 0.28704 | 0.34448 | 0.32323 | 0.49822 | 0.55541 | 0.55675 | 0.83269 | 1.1385 | 2.0385 | 2.3679 | 1.9412 | 0.77352 | 0.59155 | 0.43091 | 0.42214 | 0.53799 | 0.36203 | 0.21947
2017-01-09 | 2:00 | N | 3.5 | 1.01 | 2.61 | 0.01 | 2:00 | 236 | 179 | 2985 | 1111 | 826 | 180.79 | 7790.85 | 11.11 | 8808.75 | 37553.44 | 0.23457 | 2017-07-14 | 0.15345 | 0.15211 | 0.17281 | 0.18901 | 0.19241 | 0.19994 | 0.23439 | 0.25834 | 0.31822 | 0.48325 | 0.53071 | 0.55519 | 0.86496 | 1.4068 | 2.5121 | 3.3813 | 2.318 | 1.0136 | 0.75894 | 0.53103 | 0.50761 | 0.4319 | 0.3356 | 0.25902
2017-01-09 | 3:00 | N | 2.4 | 1.11 | 2.61 | 0.46 | 3:00 | 201 | 205 | 2985 | 1717 | 482.4 | 227.55 | 7790.85 | 789.82 | 9290.62 | 37387.28 | 0.2485 | 2017-07-15 | 0.18941 | 0.14918 | 0.15746 | 0.17536 | 0.17674 | 0.18639 | 0.22391 | 0.23675 | 0.29801 | 0.44326 | 0.57985 | 0.77574 | 1.0255 | 1.3923 | 2.3268 | 2.7806 | 2.4777 | 0.9587 | 0.77106 | 0.65997 | 0.54921 | 0.39041 | 0.38546 | 0.28856
2017-01-09 | 4:00 | N | 3 | 1.24 | 2.61 | 0.46 | 4:00 | 185 | 205 | 2985 | 1717 | 555 | 254.2 | 7790.85 | 789.82 | 9389.87 | 37727.36 | 0.24889 | 2017-07-16 | 0.20431 | 0.17774 | 0.18502 | 0.20709 | 0.2104 | 0.21868 | 0.2926 | 0.3246 | 0.31615 | 0.41377 | 0.56481 | 0.70412 | 0.97216 | 1.2795 | 1.6338 | 2.0174 | 2.0589 | 1.0783 | 0.67153 | 0.55525 | 0.4492 | 0.4144 | 0.38394 | 0.27332
2017-01-09 | 5:00 | N | 3.5 | 2.6 | 2.6 | 0.46 | 5:00 | 207 | 283 | 2985 | 1717 | 724.5 | 735.8 | 7761 | 789.82 | 10011.12 | 38965.7 | 0.25692 | 2017-07-17 | 0.15279 | 0.14986 | 0.17382 | 0.18493 | 0.1854 | 0.20758 | 0.21567 | 0.21858 | 0.29273 | 0.49457 | 0.53304 | 0.66077 | 0.89384 | 1.1847 | 1.7568 | 1.9279 | 1.5375 | 0.61798 | 0.57152 | 0.44901 | 0.53969 | 0.35548 | 0.32565 | 0.21278
2017-01-09 | 6:00 | N | 5 | 5 | 2.61 | 0.47 | 6:00 | 327 | 438 | 2985 | 1717 | 1635 | 2190 | 7790.85 | 806.99 | 12422.84 | 41751.46 | 0.29754 | 2017-07-18 | 0.1405 | 0.14329 | 0.16411 | 0.1777 | 0.18072 | 0.18474 | 0.23712 | 0.26334 | 0.40377 | 0.51725 | 0.48402 | 0.5605 | 0.75767 | 1.018 | 1.6995 | 2.09 | 2.0098 | 0.68037 | 0.53285 | 0.46791 | 0.51251 | 0.56175 | 0.31455 | 0.24287
2017-01-09 | 7:00 | N | 14.95 | 41.8 | 24.22 | 4.22 | 7:00 | 249 | 556 | 2872 | 2219 | 3722.55 | 23240.8 | 69559.84 | 9364.18 | 105887.37 | 45626.89 | 2.3207 | 2017-07-19 | 0.098807 | 0.096119 | 0.11409 | 0.12889 | 0.13023 | 0.13202 | 0.20019 | 0.28011 | 0.30798 | 0.4254 | 0.62026 | 0.71082 | 0.96031 | 1.3683 | 2.0882 | 2.5064 | 2.0625 | 1.0296 | 0.66764 | 0.59175 | 0.57344 | 0.53611 | 0.2945 | 0.16552
2017-01-09 | 8:00 | N | 3.55 | 10.3 | 17.78 | 4.22 | 8:00 | 256 | 306 | 2872 | 2219 | 908.8 | 3151.8 | 51064.16 | 9364.18 | 64488.94 | 46506.68 | 1.3867 | 2017-07-20 | 0.12281 | 0.097519 | 0.11208 | 0.12742 | 0.12806 | 0.13313 | 0.18877 | 0.24285 | 0.23453 | 0.42924 | 0.56376 | 0.64078 | 0.91869 | 1.3713 | 2.0874 | 2.8018 | 1.9679 | 1.0699 | 0.58736 | 0.51961 | 0.50987 | 0.51482 | 0.2726 | 0.16874
2017-01-09 | 9:00 | N | 3.5 | 4.71 | 4.71 | 3.71 | 9:00 | 156 | 343 | 2872 | 2219 | 546 | 1615.53 | 13527.12 | 8232.49 | 23921.14 | 44910.75 | 0.53264 | 2017-07-21 | 0.11813 | 0.098002 | 0.10548 | 0.11853 | 0.11952 | 0.12409 | 0.14858 | 0.15411 | 0.20002 | 0.37609 | 0.47531 | 0.58059 | 0.68727 | 1.0437 | 1.6767 | 2.1603 | 1.3574 | 0.5867 | 0.52197 | 0.54755 | 0.55748 | 0.41608 | 0.30347 | 0.18204
2017-01-09 | 10:00 | N | 3.46 | 2.41 | 2.61 | 2 | 10:00 | 196 | 315 | 2872 | 2219 | 678.16 | 759.15 | 7495.92 | 4438 | 13371.23 | 43016.06 | 0.31084 | 2017-07-22 | 0.15615 | 0.13077 | 0.10669 | 0.11867 | 0.11928 | 0.13678 | 0.16181 | 0.17215 | 0.2194 | 0.25925 | 0.32898 | 0.54678 | 0.76744 | 1.0037 | 1.4102 | 2.2525 | 2.2175 | 1.0731 | 0.63209 | 0.60962 | 0.52388 | 0.46739 | 0.28101 | 0.162
2017-01-09 | 11:00 | N | 25.01 | 2.41 | 2.61 | 2 | 11:00 | 226 | 326 | 2842 | 1635 | 5652.26 | 785.66 | 7417.62 | 3270 | 17125.54 | 40901.14 | 0.41871 | 2017-07-23 | 0.13112 | 0.1009 | 0.1071 | 0.11806 | 0.11947 | 0.12566 | 0.15617 | 0.16884 | 0.16497 | 0.30883 | 0.39288 | 0.56362 | 0.73233 | 1.0745 | 1.6956 | 2.7508 | 2.1414 | 1.0508 | 0.64135 | 0.71698 | 0.61 | 0.60289 | 0.28359 | 0.17616
2017-01-09 | 12:00 | N | 29.87 | 2 | 3.48 | 2 | 12:00 | 222 | 319 | 2842 | 1635 | 6631.14 | 638 | 9890.16 | 3270 | 20429.3 | 39167.3 | 0.52159 | 2017-07-24 | 0.11391 | 0.095803 | 0.11165 | 0.12276 | 0.12268 | 0.12629 | 0.14979 | 0.22312 | 0.27667 | 0.42252 | 0.59815 | 0.63197 | 0.93096 | 1.5258 | 2.2919 | 2.3502 | 1.6877 | 0.97405 | 0.63212 | 0.55322 | 0.58887 | 0.50164 | 0.25298 | 0.1401
2017-01-09 | 13:00 | N | 10 | 2 | 3.25 | 2 | 13:00 | 195 | 299 | 2842 | 1635 | 1950 | 598 | 9236.5 | 3270 | 15054.5 | 37782.72 | 0.39845 | 2017-07-25 | 0.13481 | 0.093985 | 0.10807 | 0.1191 | 0.1159 | 0.11876 | 0.13891 | 0.2003 | 0.29486 | 0.38852 | 0.44467 | 0.55996 | 0.83211 | 1.1027 | 1.1979 | 1.7441 | 1.4804 | 0.79755 | 0.57513 | 0.44983 | 0.45573 | 0.4301 | 0.27659 | 0.15765
2017-01-09 | 14:00 | N | 3.95 | 2.11 | 3.25 | 2 | 14:00 | 205 | 237 | 2842 | 1635 | 809.75 | 500.07 | 9236.5 | 3270 | 13816.32 | 36738.12 | 0.37608 | 2017-07-26 | 0.12525 | 0.10124 | 0.1164 | 0.12982 | 0.12878 | 0.14425 | 0.16413 | 0.25434 | 0.22587 | 0.32525 | 0.32364 | 0.49861 | 0.47223 | 0.69816 | 1.0598 | 1.3275 | 1.0824 | 0.53214 | 0.48067 | 0.4759 | 0.45477 | 0.35991 | 0.21913 | 0.15407
2017-01-09 | 15:00 | N | 3.5 | 1.61 | 3 | 0.97 | 15:00 | 212 | 213 | 2842 | 1380 | 742 | 342.93 | 8526 | 1338.6 | 10949.53 | 35856.45 | 0.30537 | 2017-07-27 | 0.15948 | 0.10895 | 0.1155 | 0.12662 | 0.12725 | 0.14145 | 0.18975 | 0.24059 | 0.24836 | 0.42684 | 0.60401 | 0.60395 | 0.82277 | 1.2159 | 1.9285 | 2.8882 | 2.265 | 0.9905 | 0.75014 | 0.60348 | 0.53461 | 0.43837 | 0.24196 | 0.14079
2017-01-09 | 16:00 | N | 2.99 | 1.11 | 3 | 0.97 | 16:00 | 191 | 237 | 2842 | 1380 | 571.09 | 263.07 | 8526 | 1338.6 | 10698.76 | 35294.65 | 0.30313 | 2017-07-28 | 0.10622 | 0.090254 | 0.10174 | 0.1127 | 0.11041 | 0.11658 | 0.15309 | 0.18732 | 0.27592 | 0.63162 | 0.55028 | 1.012 | 1.388 | 2.9481 | 7.9043 | 13.28 | 10.8897 | 1.7545 | 1.0301 | 0.90271 | 0.59634 | 0.4591 | 0.47762 | 0.22553
2017-01-09 | 17:00 | N | 2.29 | 1.81 | 3 | 0.97 | 17:00 | 218 | 258 | 2842 | 1380 | 499.22 | 466.98 | 8526 | 1338.6 | 10830.8 | 35291.05 | 0.3069 | 2017-07-29 | 0.21973 | 0.098796 | 0.096116 | 0.10551 | 0.10469 | 0.11748 | 0.15496 | 0.17774 | 0.16909 | 0.34214 | 0.42968 | 0.66686 | 1.278 | 1.8255 | 3.3309 | 4.2241 | 3.5221 | 1.3418 | 0.76827 | 0.52088 | 0.46342 | 0.41268 | 0.44609 | 0.24259
2017-01-09 | 18:00 | N | 9.69 | 12.81 | 12.81 | 1.5 | 18:00 | 240 | 365 | 2842 | 1380 | 2325.6 | 4675.65 | 36406.02 | 2070 | 45477.27 | 36373.07 | 1.2503 | 2017-07-30 | 0.21798 | 0.12231 | 0.099199 | 0.10777 | 0.11686 | 0.12722 | 0.15811 | 0.18733 | 0.20355 | 0.36599 | 0.3896 | 0.57214 | 0.89935 | 1.1838 | 2.1373 | 2.5242 | 2.9389 | 1.0446 | 0.61877 | 0.47697 | 0.43351 | 0.4191 | 0.35316 | 0.25892
2017-01-09 | 19:00 | N | 27.15 | 6 | 8 | 1 | 19:00 | 320 | 214 | 2842 | 1426 | 8688 | 1284 | 22736 | 1426 | 34134 | 38552.13 | 0.8854 | 2017-07-31 | 0.13988 | 0.10475 | 0.11068 | 0.1228 | 0.12019 | 0.1356 | 0.20079 | 0.25762 | 0.41305 | 0.5007 | 0.5344 | 0.61178 | 1.0767 | 1.5836 | 2.7822 | 3.096 | 3.2543 | 1.3821 | 0.80031 | 0.51113 | 0.53134 | 0.49819 | 0.30475 | 0.22389
2017-01-09 | 20:00 | N | 4.25 | 2.11 | 3 | 1 | 20:00 | 322 | 178 | 2842 | 1426 | 1368.5 | 375.58 | 8526 | 1426 | 11696.08 | 38387.6 | 0.30468 | 2017-08-01 | 0.15192 | 0.10035 | 0.10364 | 0.109 | 0.11176 | 0.12807 | 0.25274 | 0.27932 | 0.39748 | 0.56247 | 0.44845 | 0.51191 | 0.81609 | 1.2161 | 1.4202 | 1.6061 | 1.2799 | 0.88712 | 0.50383 | 0.45556 | 0.4191 | 0.34539 | 0.34381 | 0.26029
2017-01-09 | 21:00 | N | 3.5 | 2.11 | 3 | 1 | 21:00 | 337 | 173 | 2842 | 1426 | 1179.5 | 365.03 | 8526 | 1426 | 11496.53 | 37753.6 | 0.30451 | 2017-08-02 | 0.19998 | 0.10335 | 0.10469 | 0.11359 | 0.11145 | 0.13446 | 0.41465 | 0.51504 | 0.52721 | 0.67335 | 0.53567 | 0.51957 | 0.88479 | 1.2791 | 1.3493 | 1.782 | 1.7697 | 0.98882 | 0.60769 | 0.49853 | 0.45816 | 0.51681 | 0.4356 | 0.26373
2017-01-09 | 22:00 | N | 5 | 3.2 | 11 | 1 | 22:00 | 394 | 194 | 2842 | 1426 | 1970 | 620.8 | 31262 | 1426 | 35278.8 | 36229.47 | 0.97376 | 2017-08-03 | 0.12759 | 0.10521 | 0.11164 | 0.11617 | 0.11755 | 0.13267 | 0.28257 | 0.32064 | 0.42834 | 0.60718 | 0.48396 | 0.55045 | 0.88584 | 1.1281 | 1.2798 | 1.5416 | 2.2096 | 0.91025 | 0.55067 | 0.41468 | 0.4268 | 0.4623 | 0.3384 | 0.22275
2017-01-09 | 23:00 | N | 45 | 3.2 | 4.5 | 0.01 | 23:00 | 389 | 265 | 2985 | 1111 | 17505 | 848 | 13432.5 | 11.11 | 31796.61 | 33780.94 | 0.94126 | 2017-08-04 | 0.11216 | 0.099617 | 0.10467 | 0.11528 | 0.11217 | 0.12681 | 0.18934 | 0.21084 | 0.33058 | 0.50924 | 0.4451 | 0.49128 | 0.89487 | 1.2623 | 1.3817 | 2.0199 | 1.2008 | 0.69476 | 0.53923 | 0.41624 | 0.34504 | 0.33501 | 0.29377 | 0.16761
2017-01-09 | 24:00 | N | 20.86 | 3 | 8.5 | 0.01 | 24:00 | 362 | 243 | 2985 | 1111 | 7551.32 | 729 | 25372.5 | 11.11 | 33663.93 | 31376.15 | 1.0729 | 2017-08-05 | 0.19627 | 0.11564 | 0.11397 | 0.12412 | 0.12603 | 0.1501 | 0.27023 | 0.2988 | 0.35733 | 0.35477 | 0.34392 | 0.37302 | 0.58311 | 0.7871 | 1.0543 | 1.4466 | 1.0276 | 0.58077 | 0.48981 | 0.29663 | 0.24752 | 0.23248 | 0.39123 | 0.3041
2017-01-10 | 1:00 | N | 13.75 | 2.87 | 5 | 0.01 | 1:00 | 294 | 212 | 2985 | 1111 | 4042.5 | 608.44 | 14925 | 11.11 | 19587.05 | 29829.52 | 0.65663 | 2017-08-06 | 0.18984 | 0.11156 | 0.11413 | 0.12255 | 0.11988 | 0.1418 | 0.26818 | 0.2174 | 0.24593 | 0.36565 | 0.28778 | 0.37086 | 0.50301 | 0.73311 | 1.1622 | 1.7219 | 1.8563 | 0.69445 | 0.49098 | 0.38282 | 0.41624 | 0.3807 | 0.30768 | 0.34067
2017-01-10 | 2:00 | N | 10.1 | 2.6 | 5 | 0.01 | 2:00 | 236 | 179 | 2985 | 1111 | 2383.6 | 465.4 | 14925 | 11.11 | 17785.11 | 28864 | 0.61617 | 2017-08-07 | 0.31754 | 0.20106 | 0.16497 | 0.15596 | 0.15485 | 0.22496 | 0.35775 | 0.42433 | 0.55273 | 0.64285 | 0.59179 | 0.59654 | 0.67485 | 1.4195 | 1.1124 | 1.1264 | 0.84041 | 0.58906 | 0.57325 | 0.48237 | 0.36073 | 0.38725 | 0.3303 | 0.30165
2017-01-10 | 3:00 | N | 5.25 | 2.6 | 5 | 0.01 | 3:00 | 201 | 205 | 2985 | 1717 | 1055.25 | 533 | 14925 | 17.17 | 16530.42 | 28435.09 | 0.58134 | 2017-08-08 | 0.11503 | 0.10105 | 0.10165 | 0.11267 | 0.1104 | 0.13372 | 0.26242 | 0.35623 | 0.39119 | 0.56856 | 0.42775 | 0.48233 | 0.60701 | 1.0593 | 0.96729 | 1.2037 | 1.1447 | 0.77376 | 0.61077 | 0.441 | 0.34762 | 0.42136 | 0.35905 | 0.17139
2017-01-10 | 4:00 | N | 5.25 | 2.87 | 5 | 0.01 | 4:00 | 185 | 205 | 2985 | 1717 | 971.25 | 588.35 | 14925 | 17.17 | 16501.77 | 28426.33 | 0.58051 | 2017-08-09 | 0.11219 | 0.10147 | 0.10049 | 0.11177 | 0.11056 | 0.12846 | 0.27269 | 0.34321 | 0.3619 | 0.49152 | 0.44804 | 0.53391 | 0.60399 | 0.87974 | 1.1517 | 1.326 | 1.4275 | 0.92882 | 0.48826 | 0.40086 | 0.4111 | 0.35178 | 0.26 | 0.14402
2017-01-10 | 5:00 | N | 12.95 | 4 | 5 | 0.01 | 5:00 | 207 | 283 | 2985 | 1717 | 2680.65 | 1132 | 14925 | 17.17 | 18754.82 | 29110.3 | 0.64427 | 2017-08-10 | 0.10397 | 0.091833 | 0.093625 | 0.10647 | 0.10598 | 0.11837 | 0.27267 | 0.31633 | 0.37457 | 0.48767 | 0.4911 | 0.55996 | 0.6311 | 1.2519 | 1.3147 | 1.5556 | 1.4468 | 0.77226 | 0.57071 | 0.42381 | 0.4605 | 0.41772 | 0.26666 | 0.11692
2017-01-10 | 6:00 | N | 31.21 | 22 | 21.13 | 0.01 | 6:00 | 327 | 438 | 2985 | 1717 | 10205.67 | 9636 | 63073.05 | 17.17 | 82931.89 | 31287.88 | 2.6506 | 2017-08-11 | 0.10811 | 0.090173 | 0.095892 | 0.10205 | 0.10724 | 0.11764 | 0.30344 | 0.31435 | 0.39069 | 0.58249 | 0.62834 | 0.56677 | 0.95008 | 1.8542 | 2.2721 | 3.7002 | 2.6176 | 1.2548 | 0.70671 | 0.49635 | 0.47675 | 0.46603 | 0.32858 | 0.1768
2017-01-10 | 7:00 | N | 57.08 | 65.69 | 23.89 | 0.02 | 7:00 | 249 | 556 | 2872 | 2219 | 14212.92 | 36523.64 | 68612.08 | 44.38 | 119393.02 | 35096.77 | 3.4018 | 2017-08-12 | 0.16873 | 0.11345 | 0.10864 | 0.12235 | 0.1244 | 0.16475 | 0.30524 | 0.30824 | 0.391 | 0.42036 | 0.46038 | 0.60279 | 0.66626 | 1.0573 | 1.5788 | 1.7781 | 1.6154 | 0.90016 | 0.49329 | 0.52857 | 0.44121 | 0.49737 | 0.37222 | 0.22402
2017-01-10 | 8:00 | N | 3.98 | 7.55 | 11.15 | 0.02 | 8:00 | 256 | 306 | 2872 | 2219 | 1018.88 | 2310.3 | 32022.8 | 44.38 | 35396.36 | 36248.88 | 0.97648 | 2017-08-13 | 0.14742 | 0.12577 | 0.10837 | 0.11519 | 0.11941 | 0.14502 | 0.27782 | 0.28759 | 0.34571 | 0.37736 | 0.49004 | 0.52238 | 0.60719 | 0.79361 | 1.3476 | 1.5684 | 1.9582 | 0.91493 | 0.54422 | 0.43054 | 0.47217 | 0.44762 | 0.30426 | 0.20013
2017-01-10 | 9:00 | N | 4.36 | 8.15 | 9.94 | 0.02 | 9:00 | 156 | 343 | 2872 | 2219 | 680.16 | 2795.45 | 28547.68 | 44.38 | 32067.67 | 35656.34 | 0.89935 | 2017-08-14 | 0.14269 | 0.10925 | 0.10867 | 0.11579 | 0.12025 | 0.13167 | 0.27411 | 0.32355 | 0.38329 | 0.45893 | 0.4984 | 0.59419 | 0.74423 | 1.054 | 1.5089 | 1.7725 | 1.5382 | 0.90103 | 0.64201 | 0.65005 | 0.61446 | 0.46776 | 0.26329 | 0.17175
2017-01-10 | 10:00 | N | 5.04 | 13.18 | 25.64 | 0.3 | 10:00 | 196 | 315 | 2872 | 2219 | 987.84 | 4151.7 | 73638.08 | 665.7 | 79443.32 | 35461.07 | 2.2403 | 2017-08-15 | 0.13455 | 0.10832 | 0.10618 | 0.11402 | 0.11097 | 0.1268 | 0.32867 | 0.34009 | 0.32101 | 0.35795 | 0.42847 | 0.5196 | 0.58771 | 0.81916 | 1.0756 | 1.3429 | 1.172 | 0.70823 | 0.54087 | 0.46711 | 0.41057 | 0.34693 | 0.23837 | 0.13269
2017-01-10 | 11:00 | N | 7.32 | 7.73 | 21.89 | 0.02 | 11:00 | 226 | 326 | 2842 | 1635 | 1654.32 | 2519.98 | 62211.38 | 32.7 | 66418.38 | 35506.93 | 1.8706 | 2017-08-16 | 0.14368 | 0.10397 | 0.10369 | 0.11042 | 0.10658 | 0.12514 | 0.32539 | 0.35612 | 0.34435 | 0.37909 | 0.40294 | 0.54113 | 0.67153 | 0.94453 | 1.2297 | 1.6734 | 1.3417 | 0.74624 | 0.53899 | 0.50694 | 0.42542 | 0.37914 | 0.22364 | 0.13812
2017-01-10 | 12:00 | N | 3.98 | 3.1 | 20.79 | 0.02 | 12:00 | 222 | 319 | 2842 | 1635 | 883.56 | 988.9 | 59085.18 | 32.7 | 60990.34 | 35463.73 | 1.7198 | 2017-08-17 | 0.13871 | 0.10283 | 0.10887 | 0.12102 | 0.11935 | 0.13355 | 0.34442 | 0.32679 | 0.33538 | 0.3896 | 0.45283 | 0.56552 | 0.92759 | 1.043 | 1.4126 | 2.1057 | 1.5366 | 0.91227 | 0.62842 | 0.53328 | 0.45007 | 0.35857 | 0.28122 | 0.14862
2017-01-10 | 13:00 | N | 3.5 | 3.1 | 21.26 | 0.02 | 13:00 | 195 | 299 | 2842 | 1635 | 682.5 | 926.9 | 60420.92 | 32.7 | 62063.02 | 35511.55 | 1.7477 | 2017-08-18 | 0.11195 | 0.095442 | 0.10515 | 0.11751 | 0.11778 | 0.1315 | 0.26336 | 0.29366 | 0.32087 | 0.51717 | 0.63935 | 0.66251 | 0.94559 | 1.3928 | 2.1313 | 3.3692 | 2.6062 | 1.4117 | 0.73356 | 0.51509 | 0.44039 | 0.39318 | 0.28085 | 0.16121
2017-01-10 | 14:00 | N | 3.01 | 4.15 | 12.12 | 0.02 | 14:00 | 205 | 237 | 2842 | 1635 | 617.05 | 983.55 | 34445.04 | 32.7 | 36078.34 | 35603.8 | 1.0133 | 2017-08-19 | 0.10729 | 0.092065 | 0.098173 | 0.10453 | 0.10583 | 0.11715 | 0.2659 | 0.27431 | 0.31214 | 0.36131 | 0.43577 | 0.57034 | 0.86111 | 1.1908 | 1.549 | 2.1209 | 2.11 | 0.88794 | 0.56813 | 0.44098 | 0.40688 | 0.27412 | 0.23905 | 0.15879
2017-01-10 | 15:00 | N | 3.42 | 3.1 | 9.1 | 0.01 | 15:00 | 212 | 213 | 2842 | 1380 | 725.04 | 660.3 | 25862.2 | 13.8 | 27261.34 | 35658.33 | 0.76452 | 2017-08-20 | 0.10576 | 0.097402 | 0.10147 | 0.11303 | 0.11096 | 0.13392 | 0.30492 | 0.32862 | 0.3217 | 0.30273 | 0.26449 | 0.51115 | 0.5401 | 0.97281 | 1.1116 | 1.7419 | 1.6784 | 0.65842 | 0.55311 | 0.40462 | 0.38321 | 0.28085 | 0.22012 | 0.13068
2017-01-10 | 16:00 | N | 1 | 2.91 | 10.01 | 0.01 | 16:00 | 191 | 237 | 2842 | 1380 | 191 | 689.67 | 28448.42 | 13.8 | 29342.89 | 35621.96 | 0.82373 | 2017-08-21 | 0.12879 | 0.096928 | 0.10294 | 0.11368 | 0.11129 | 0.11972 | 0.34737 | 0.36831 | 0.36093 | 0.40452 | 0.43306 | 0.50652 | 0.64479 | 0.92144 | 1.1659 | 1.4097 | 1.1214 | 0.64923 | 0.50795 | 0.47559 | 0.42598 | 0.36276 | 0.22312 | 0.17171
2017-01-10 | 17:00 | N | 1 | 7.63 | 10.49 | 0.01 | 17:00 | 218 | 258 | 2842 | 1380 | 218 | 1968.54 | 29812.58 | 13.8 | 32012.92 | 35711.86 | 0.89642 | 2017-08-22 | 0.10371 | 0.087873 | 0.10004 | 0.10911 | 0.11027 | 0.11912 | 0.28286 | 0.34453 | 0.38324 | 0.49484 | 0.52949 | 0.57877 | 0.81511 | 1.2746 | 1.3783 | 1.9778 | 1.4343 | 0.8966 | 0.61088 | 0.49242 | 0.42808 | 0.45422 | 0.20015 | 0.10431
2017-01-10 | 18:00 | N | 3.5 | 36.89 | 37.09 | 0.01 | 18:00 | 240 | 365 | 2842 | 1380 | 840 | 13464.85 | 105409.78 | 13.8 | 119728.43 | 36319.5 | 3.2965 | 2017-08-23 | 0.10252 | 0.086638 | 0.095012 | 0.10514 | 0.10295 | 0.1196 | 0.32898 | 0.33005 | 0.38676 | 0.47874 | 0.5923 | 0.66021 | 0.70685 | 1.0157 | 1.2592 | 1.6826 | 1.3892 | 0.77703 | 0.60661 | 0.49008 | 0.46213 | 0.38289 | 0.29009 | 0.14852
2017-01-10 | 19:00 | N | 6.19 | 19.3 | 21.3 | 0.01 | 19:00 | 320 | 214 | 2842 | 1426 | 1980.8 | 4130.2 | 60534.6 | 14.26 | 66659.86 | 38037.81 | 1.7525 | 2017-08-24 | 0.10595 | 0.094013 | 0.1004 | 0.10749 | 0.10006 | 0.11416 | 0.28236 | 0.29616 | 0.32108 | 0.37207 | 0.45348 | 0.48129 | 0.67614 | 1.033 | 1.0413 | 1.1473 | 0.98085 | 0.48425 | 0.43709 | 0.36619 | 0.36816 | 0.25601 | 0.35376 | 0.23712
2017-01-10 | 20:00 | N | 3.01 | 3.16 | 6.96 | 0.01 | 20:00 | 322 | 178 | 2842 | 1426 | 969.22 | 562.48 | 19780.32 | 14.26 | 21326.28 | 37779.15 | 0.5645 | 2017-08-25 | 0.2282 | 0.18378 | 0.18967 | 0.16446 | 0.16519 | 0.22655 | 0.46945 | 0.52606 | 0.64601 | 0.60798 | 0.59499 | 0.6962 | 0.97128 | 1.2861 | 1.2045 | 1.0558 | 0.80544 | 0.64743 | 0.52843 | 0.55853 | 0.59212 | 0.53258 | 0.59198 | 0.42856
2017-01-10 | 21:00 | N | 3.37 | 3.2 | 15 | 0.01 | 21:00 | 337 | 173 | 2842 | 1426 | 1135.69 | 553.6 | 42630 | 14.26 | 44333.55 | 36925.91 | 1.2006 | 2017-08-26 | 0.46248 | 0.31436 | 0.29561 | 0.31181 | 0.31759 | 0.44801 | 0.67907 | 0.58747 | 0.66311 | 0.72615 | 0.36076 | 0.44431 | 0.54361 | 0.9183 | 0.90718 | 0.74 | 0.59698 | 0.42215 | 0.67077 | 0.6226 | 0.64729 | 0.68108 | 0.75712 | 0.60975
2017-01-10 | 22:00 | N | 5 | 5.77 | 28.1 | 0.01 | 22:00 | 394 | 194 | 2842 | 1426 | 1970 | 1119.38 | 79860.2 | 14.26 | 82963.84 | 35450.16 | 2.3403 | 2017-08-27 | 0.48733 | 0.30845 | 0.3138 | 0.33212 | 0.34417 | 0.41174 | 0.91403 | 0.82438 | 1.0723 | 0.84997 | 0.52596 | 0.52998 | 0.44951 | 0.51551 | 0.56551 | 0.77265 | 0.54249 | 0.45015 | 0.58468 | 0.85428 | 0.88086 | 0.53649 | 0.87494 | 0.59682
2017-01-10 | 23:00 | N | 20.54 | 22 | 25 | 0.01 | 23:00 | 389 | 265 | 2985 | 1111 | 7990.06 | 5830 | 74625 | 11.11 | 88456.17 | 33186.17 | 2.6655 | 2017-08-28 | 0.75057 | 0.74568 | 0.81278 | 0.80801 | 0.81431 | 0.86031 | 1.072 | 0.79869 | 1.0535 | 0.88644 | 0.65408 | 0.71561 | 0.71592 | 0.91935 | 0.92212 | 1.346 | 0.88742 | 0.6135 | 0.65619 | 0.72969 | 0.70462 | 0.44882 | 1.0447 | 0.97919
2017-01-10 | 24:00 | N | 10.6 | 3.9 | 25 | 0.01 | 24:00 | 362 | 243 | 2985 | 1111 | 3837.2 | 947.7 | 74625 | 11.11 | 79421.01 | 30630.05 | 2.5929 | 2017-08-29 | 0.4804 | 0.34883 | 0.36259 | 0.3891 | 0.3892 | 0.40814 | 0.92358 | 0.60447 | 0.72989 | 0.87214 | 0.49507 | 0.55469 | 0.66811 | 0.68996 | 0.7677 | 1.1259 | 1.2314 | 0.63533 | 0.55635 | 0.54194 | 0.91754 | 0.59637 | 0.66357 | 0.77284
2017-01-11 | 1:00 | N | 15 | 4 | 14 | 0.01 | 1:00 | 294 | 212 | 2985 | 1111 | 4410 | 848 | 41790 | 11.11 | 47059.11 | 28979.07 | 1.6239 | 2017-08-30 | 0.46092 | 0.35966 | 0.35784 | 0.37232 | 0.37451 | 0.39929 | 0.50454 | 0.47009 | 0.62862 | 0.69102 | 0.48691 | 0.47404 | 0.46339 | 0.6961 | 1.1433 | 1.4612 | 2.1803 | 1.7383 | 0.72985 | 0.74226 | 0.68491 | 0.53991 | 0.55436 | 0.64088
2017-01-11 | 2:00 | N | 5 | 4 | 14 | 0.01 | 2:00 | 236 | 179 | 2985 | 1111 | 1180 | 716 | 41790 | 11.11 | 43697.11 | 28106.37 | 1.5547 | 2017-08-31 | 0.35691 | 0.32493 | 0.32723 | 0.30716 | 0.30814 | 0.35273 | 0.45496 | 0.40202 | 0.43595 | 0.59175 | 0.55367 | 0.62434 | 0.74279 | 1.1954 | 1.4138 | 2.2483 | 2.7587 | 1.7831 | 0.82133 | 0.72412 | 0.6622 | 0.58971 | 0.4409 | 0.52737
2017-01-11 | 3:00 | N | 5 | 4 | 14 | 0.01 | 3:00 | 201 | 205 | 2985 | 1717 | 1005 | 820 | 41790 | 17.17 | 43632.17 | 27633.7 | 1.5789 | 2017-09-01 | 0.35088 | 0.29891 | 0.32469 | 0.35208 | 0.36573 | 0.45119 | 0.49932 | 0.41692 | 0.45681 | 0.4145 | 0.66673 | 0.77695 | 0.97262 | 1.6116 | 1.5415 | 2.0536 | 2.2648 | 1.0468 | 0.67221 | 0.53482 | 0.63237 | 0.52101 | 0.45237 | 0.54004
2017-01-11 | 4:00 | N | 5 | 4.1 | 14 | 0.01 | 4:00 | 185 | 205 | 2985 | 1717 | 925 | 840.5 | 41790 | 17.17 | 43572.67 | 27485.34 | 1.5853 | 2017-09-02 | 0.33707 | 0.29304 | 0.33237 | 0.35049 | 0.35934 | 0.41838 | 0.50212 | 0.45588 | 0.51689 | 0.50363 | 0.54032 | 0.47705 | 0.58362 | 0.95076 | 1.0176 | 1.3698 | 1.5699 | 0.74671 | 0.71851 | 0.56761 | 0.51534 | 0.41465 | 0.36916 | 0.34532
2017-01-11 | 5:00 | N | 15 | 7 | 14 | 0.01 | 5:00 | 207 | 283 | 2985 | 1717 | 3105 | 1981 | 41790 | 17.17 | 46893.17 | 28056.27 | 1.6714 | 2017-09-03 | 0.30084 | 0.28746 | 0.30346 | 0.33148 | 0.3517 | 0.39547 | 0.46611 | 0.45969 | 0.50565 | 0.49449 | 0.48683 | 0.67553 | 0.90953 | 1.5268 | 1.1988 | 1.8337 | 1.7763 | 0.84697 | 0.72252 | 0.68692 | 0.67069 | 0.52973 | 0.48164 | 0.54325
2017-01-11 | 6:00 | N | 17.53 | 50 | 50 | 0.01 | 6:00 | 327 | 438 | 2985 | 1717 | 5732.31 | 21900 | 149250 | 17.17 | 176899.48 | 30180.38 | 5.8614 | 2017-09-04 | 0.28962 | 0.27688 | 0.28018 | 0.30541 | 0.31888 | 0.37698 | 0.42627 | 0.41812 | 0.46532 | 0.44413 | 0.58372 | 0.60317 | 0.80584 | 1.2142 | 1.0966 | 1.7528 | 1.7915 | 0.94686 | 0.9584 | 0.72396 | 0.71305 | 0.52385 | 0.3805 | 0.40729
2017-01-11 | 7:00 | N | 5.25 | 32.5 | 32.5 | 0.02 | 7:00 | 249 | 556 | 2872 | 2219 | 1307.25 | 18070 | 93340 | 44.38 | 112761.63 | 33929.14 | 3.3234 | 2017-09-05 | 0.27611 | 0.26001 | 0.27393 | 0.29564 | 0.30217 | 0.36835 | 0.42171 | 0.37481 | 0.39718 | 0.42441 | 0.40142 | 0.66043 | 0.83414 | 1.3541 | 1.2619 | 1.9267 | 1.4955 | 0.82595 | 0.7084 | 0.55561 | 0.46784 | 0.3227 | 0.40976 | 0.35082
2017-01-11 | 8:00 | N | 2.11 | 5 | 23.11 | 0.02 | 8:00 | 256 | 306 | 2872 | 2219 | 540.16 | 1530 | 66371.92 | 44.38 | 68486.46 | 35190.65 | 1.9462 | 2017-09-06 | 0.27764 | 0.2515 | 0.27015 | 0.29293 | 0.29784 | 0.33363 | 0.39847 | 0.34983 | 0.39836 | 0.34728 | 0.37034 | 0.34563 | 0.4204 | 0.80244 | 0.62953 | 1.2511 | 1.2232 | 0.65388 | 0.35935 | 0.37836 | 0.41237 | 0.42227 | 0.49171 | 0.45742
2017-01-11 | 9:00 | N | 2.11 | 5 | 23.7 | 0.02 | 9:00 | 156 | 343 | 2872 | 2219 | 329.16 | 1715 | 68066.4 | 44.38 | 70154.94 | 34871.3 | 2.0118 | 2017-09-07 | 0.64142 | 0.58744 | 0.46544 | 0.46312 | 0.64079 | 0.88578 | 2.0213 | 1.4753 | 1.6395 | 0.87411 | 0.86198 | 0.63336 | 0.7091 | 0.47294 | 0.49342 | 1.0367 | 1.3129 | 0.5108 | 0.48494 | 0.75655 | 0.64776 | 0.7255 | 1.1819 | 0.87948
2017-01-11 | 10:00 | N | 2 | 5 | 24.13 | 0.02 | 10:00 | 196 | 315 | 2872 | 2219 | 392 | 1575 | 69301.36 | 44.38 | 71312.74 | 35316.98 | 2.0192 | 2017-09-08 | 1.8935 | 1.8259 | 1.9061 | 1.9542 | 2.0092 | 2.9009 | 2.8129 | 1.0783 | 1.1507 | 1.0501 | 0.91021 | 0.57261 | 0.51805 | 0.48615 | 0.53267 | 1.038 | 1.3019 | 0.72454 | 0.50001 | 0.58514 | 0.67545 | 0.59674 | 0.86061 | 1.4671
2017-01-11 | 11:00 | N | 2.99 | 4 | 20.49 | 0.02 | 11:00 | 226 | 326 | 2842 | 1635 | 675.74 | 1304 | 58232.58 | 32.7 | 60245.02 | 35792.54 | 1.6832 | 2017-09-09 | 0.95135 | 0.94581 | 1.0029 | 1.0119 | 1.0429 | 1.2541 | 2.0034 | 1.0788 | 1.6725 | 1.4247 | 1.0437 | 0.61124 | 0.70705 | 0.72721 | 0.70663 | 1.1234 | 1.2137 | 0.71586 | 0.72711 | 0.5486 | 0.69416 | 0.6742 | 0.81814 | 1.3566
2017-01-11 | 12:00 | N | 3.01 | 3.3 | 21.32 | 0.02 | 12:00 | 222 | 319 | 2842 | 1635 | 668.22 | 1052.7 | 60591.44 | 32.7 | 62345.06 | 36111.12 | 1.7265 | 2017-09-10 | 0.81724 | 0.55623 | 0.59021 | 0.63517 | 0.65239 | 1.0512 | 1.9245 | 1.1891 | 1.3125 | 1.134 | 1.0292 | 0.6579 | 0.68987 | 0.74811 | 0.79162 | 1.0052 | 1.1729 | 1.0126 | 0.91964 | 0.59376 | 0.64517 | 0.6605 | 0.58599 | 0.98019
2017-01-11 | 13:00 | N | 2 | 3.23 | 20.46 | 0.02 | 13:00 | 195 | 299 | 2842 | 1635 | 390 | 965.77 | 58147.32 | 32.7 | 59535.79 | 36277.75 | 1.6411 | 2017-09-11 | 0.71749 | 0.70857 | 0.75163 | 0.62667 | 0.64663 | 0.98913 | 1.2204 | 0.81157 | 0.91788 | 0.69123 | 0.69431 | 0.67953 | 0.63001 | 0.85489 | 0.67911 | 0.97349 | 1.3987 | 1.048 | 0.62023 | 0.59536 | 0.45128 | 0.37618 | 0.54824 | 0.77774
2017-01-11 | 14:00 | N | 2 | 3.3 | 31.69 | 0.02 | 14:00 | 205 | 237 | 2842 | 1635 | 410 | 782.1 | 90062.98 | 32.7 | 91287.78 | 36746.02 | 2.4843 | 2017-09-12 | 0.3341 | 0.27477 | 0.30246 | 0.32548 | 0.33127 | 0.44404 | 0.53742 | 0.3778 | 0.4958 | 0.62907 | 0.52274 | 0.48666 | 0.49195 | 0.44336 | 0.87076 | 1.1783 | 1.4197 | 0.91007 | 0.46261 | 0.43217 | 0.42205 | 0.33907 | 0.35992 | 0.29366
2017-01-11 | 15:00 | N | 2 | 3.1 | 20.18 | 0.01 | 15:00 | 212 | 213 | 2842 | 1380 | 424 | 660.3 | 57351.56 | 13.8 | 58449.66 | 36978.7 | 1.5806 | 2017-09-13 | 0.26558 | 0.17453 | 0.21125 | 0.21671 | 0.31331 | 0.34113 | 0.41595 | 0.29901 | 0.30648 | 0.3343 | 0.39607 | 0.40843 | 0.31558 | 0.75244 | 0.91839 | 1.578 | 1.4657 | 0.72349 | 0.4069 | 0.32283 | 0.29152 | 0.2115 | 0.43825 | 0.41407
2017-01-11 | 16:00 | N | 0.75 | 2.75 | 9.17 | 0.01 | 16:00 | 191 | 237 | 2842 | 1380 | 143.25 | 651.75 | 26061.14 | 13.8 | 26869.94 | 36954.75 | 0.7271 | 2017-09-14 | 0.56278 | 0.45336 | 0.48176 | 0.50271 | 0.54606 | 0.8537 | 1.6008 | 0.76953 | 0.91565 | 0.58239 | 0.43728 | 0.46046 | 0.39174 | 0.65069 | 0.86571 | 1.2511 | 1.2042 | 0.57221 | 0.39039 | 0.39383 | 0.52573 | 0.7288 | 0.69562 | 0.8957
2017-01-11 | 17:00 | N | 0.5 | 3 | 5.75 | 0.01 | 17:00 | 218 | 258 | 2842 | 1380 | 109 | 774 | 16341.5 | 13.8 | 17238.3 | 37026.78 | 0.46556 | 2017-09-15 | 0.60429 | 0.50337 | 0.64186 | 0.45094 | 0.46123 | 0.77985 | 1.0928 | 0.83066 | 0.92282 | 0.48704 | 0.47838 | 0.58033 | 0.52734 | 0.54974 | 0.5263 | 0.81852 | 1.0385 | 0.52997 | 0.35131 | 0.30942 | 0.37835 | 0.29677 | 0.54997 | 0.54447
2017-01-11 | 18:00 | N | 2 | 22.04 | 24.04 | 0.01 | 18:00 | 240 | 365 | 2842 | 1380 | 480 | 8044.6 | 68321.68 | 13.8 | 76860.08 | 37427.71 | 2.0536 | 2017-09-16 | 0.26328 | 0.24286 | 0.26381 | 0.28139 | 0.29007 | 0.36832 | 0.56489 | 0.32391 | 0.42344 | 0.35531 | 0.41531 | 0.50141 | 0.52455 | 0.53207 | 0.63407 | 1.1029 | 1.2927 | 0.53859 | 0.32522 | 0.30564 | 0.42191 | 0.27126 | 0.33012 | 0.36434
2017-01-11 | 19:00 | N | 2 | 10.5 | 12.5 | 0.01 | 19:00 | 320 | 214 | 2842 | 1426 | 640 | 2247 | 35525 | 14.26 | 38426.26 | 38961.17 | 0.98627 | 2017-09-17 | 0.23226 | 0.2278 | 0.24961 | 0.27694 | 0.28673 | 0.34335 | 0.61103 | 0.44574 | 0.46962 | 0.43287 | 0.42826 | 0.52013 | 0.62493 | 0.96052 | 1.2515 | 1.7475 | 1.7257 | 0.72271 | 0.42568 | 0.30208 | 0.26216 | 0.34324 | 0.3468 | 0.35587
2017-01-11 | 20:00 | N | 2 | 3.2 | 15 | 0.01 | 20:00 | 322 | 178 | 2842 | 1426 | 644 | 569.6 | 42630 | 14.26 | 43857.86 | 38953.42 | 1.1259 | 2017-09-18 | 0.20216 | 0.19595 | 0.21376 | 0.23682 | 0.24266 | 0.30765 | 0.4153 | 0.34034 | 0.41594 | 0.39169 | 0.36366 | 0.48217 | 0.44818 | 0.95713 | 0.78997 | 1.3834 | 1.2222 | 0.5756 | 0.3639 | 0.33769 | 0.41184 | 0.21509 | 0.31763 | 0.35349
2017-01-11 | 21:00 | N | 2 | 3.1 | 16.45 | 0.01 | 21:00 | 337 | 173 | 2842 | 1426 | 674 | 536.3 | 46750.9 | 14.26 | 47975.46 | 38174.14 | 1.2568 | 2017-09-19 | 0.24236 | 0.193 | 0.16825 | 0.18586 | 0.22798 | 0.2605 | 0.46907 | 0.43812 | 0.64013 | 0.54198 | 0.57159 | 0.52898 | 0.57851 | 0.77252 | 0.57173 | 1.0378 | 0.79702 | 0.49929 | 0.54806 | 0.50935 | 0.47295 | 0.33837 | 0.33545 | 0.41531
2017-01-11 | 22:00 | N | 3.5 | 3.2 | 16.15 | 0.01 | 22:00 | 394 | 194 | 2842 | 1426 | 1379 | 620.8 | 45898.3 | 14.26 | 47912.36 | 36546.98 | 1.311 | 2017-09-20 | 0.24522 | 0.23197 | 0.24498 | 0.26371 | 0.26936 | 0.33645 | 0.65086 | 0.53823 | 0.83236 | 0.4765 | 0.49186 | 0.49263 | 0.50503 | 0.63132 | 0.70174 | 1.296 | 1.026 | 0.63636 | 0.49154 | 0.49479 | 0.41116 | 0.3288 | 0.3228 | 0.35723
2017-01-11 | 23:00 | N | 8.24 | 3.2 | 65.01 | 0.01 | 23:00 | 389 | 265 | 2985 | 1111 | 3205.36 | 848 | 194054.85 | 11.11 | 198119.32 | 34058.16 | 5.8171 | 2017-09-21 | 0.19596 | 0.17849 | 0.19144 | 0.20668 | 0.21148 | 0.25224 | 0.6164 | 0.38646 | 0.50846 | 0.44454 | 0.46794 | 0.67584 | 0.62274 | 0.82028 | 0.79456 | 1.086 | 0.92628 | 0.53809 | 0.56942 | 0.50702 | 0.40159 | 0.31215 | 0.34915 | 0.35491
2017-01-11 | 24:00 | N | 11.56 | 3 | 40 | 0.01 | 24:00 | 362 | 243 | 2985 | 1111 | 4184.72 | 729 | 119400 | 11.11 | 124324.83 | 31401.43 | 3.9592 | 2017-09-22 | 0.25736 | 0.21691 | 0.21974 | 0.24153 | 0.24434 | 0.30932 | 0.65515 | 0.48412 | 0.72472 | 0.46339 | 0.48007 | 0.71729 | 0.65243 | 0.81515 | 0.64277 | 0.96846 | 0.77774 | 0.43547 | 0.3903 | 0.41248 | 0.4548 | 0.45679 | 0.41956 | 0.36988
2017-01-12 | 1:00 | N | 13.53 | 4.52 | 10 | 0.01 | 1:00 | 294 | 212 | 2985 | 1111 | 3977.82 | 958.24 | 29850 | 11.11 | 34797.17 | 29479.43 | 1.1804 | 2017-09-23 | 0.33099 | 0.47944 | 0.51526 | 0.392 | 0.42929 | 0.60425 | 0.93608 | 0.79486 | 0.8279 | 0.60212 | 0.67244 | 0.72421 | 0.77581 | 0.7983 | 0.80394 | 0.98868 | 1.0441 | 0.64984 | 0.47725 | 0.35104 | 0.41401 | 0.45482 | 0.55419 | 0.68478
2017-01-12 | 2:00 | N | 8.61 | 4.4 | 10.01 | 0.01 | 2:00 | 236 | 179 | 2985 | 1111 | 2031.96 | 787.6 | 29879.85 | 11.11 | 32710.52 | 28408.89 | 1.1514 | 2017-09-24 | 0.35597 | 0.32362 | 0.34376 | 0.37208 | 0.38543 | 0.46598 | 1.2507 | 0.46614 | 0.59612 | 0.58706 | 0.67258 | 0.64454 | 0.63525 | 0.59918 | 0.81336 | 1.3301 | 1.0461 | 0.57328 | 0.47013 | 0.37012 | 0.34712 | 0.42155 | 0.38289 | 0.43366
2017-01-12 | 3:00 | N | 5 | 4.7 | 10.01 | 0.3 | 3:00 | 201 | 205 | 2985 | 1717 | 1005 | 963.5 | 29879.85 | 515.1 | 32363.45 | 27706.61 | 1.1681 | 2017-09-25 | 0.34462 | 0.46131 | 0.52739 | 0.3965 | 0.40363 | 0.45887 | 1.0189 | 0.5289 | 0.69429 | 0.65943 | 0.59384 | 0.504 | 0.69413 | 0.72106 | 0.836 | 1.1516 | 1.1262 | 0.6696 | 0.68552 | 0.61645 | 0.65925 | 0.34188 | 0.43843 | 0.51085
2017-01-12 | 4:00 | N | 5 | 4.58 | 10.01 | 0.3 | 4:00 | 185 | 205 | 2985 | 1717 | 925 | 938.9 | 29879.85 | 515.1 | 32258.85 | 27547.77 | 1.171 | 2017-09-26 | 0.19272 | 0.19225 | 0.23301 | 0.27162 | 0.28457 | 0.36935 | 0.86352 | 0.65496 | 0.91105 | 0.88419 | 0.87229 | 0.82774 | 0.60588 | 1.1106 | 1.0225 | 1.3005 | 1.0202 | 0.57512 | 0.61373 | 0.48822 | 0.53778 | 0.42744 | 0.42867 | 0.51764
2017-01-12 | 5:00 | N | 7.01 | 12 | 10.01 | 0.3 | 5:00 | 207 | 283 | 2985 | 1717 | 1451.07 | 3396 | 29879.85 | 515.1 | 35242.02 | 27948.56 | 1.261 | 2017-09-27 | 0.27958 | 0.19627 | 0.21366 | 0.23165 | 0.24036 | 0.39169 | 0.88476 | 0.70007 | 0.68649 | 0.68378 | 0.59313 | 0.52068 | 0.67596 | 1.0429 | 1.0587 | 1.048 | 0.78727 | 0.52498 | 0.44868 | 0.4318 | 0.45005 | 0.41917 | 0.52472 | 0.57753
2017-01-12 | 6:00 | N | 15 | 22 | 20 | 0.3 | 6:00 | 327 | 438 | 2985 | 1717 | 4905 | 9636 | 59700 | 515.1 | 74756.1 | 29756.06 | 2.5123 | 2017-09-28 | 0.29789 | 0.2376 | 0.23183 | 0.24566 | 0.26008 | 0.38879 | 1.1902 | 1.0054 | 0.8311 | 0.78114 | 0.5517 | 0.55517 | 0.54959 | 0.92048 | 0.83608 | 0.91238 | 0.61142 | 0.43103 | 0.59751 | 0.50473 | 0.4656 | 0.45129 | 0.70865 | 0.7967
2017-01-12 | 7:00 | N | 8.61 | 25 | 25 | 1.48 | 7:00 | 249 | 556 | 2872 | 2219 | 2143.89 | 13900 | 71800 | 3284.12 | 91128.01 | 33300.98 | 2.7365 | 2017-09-29 | 0.36543 | 0.2529 | 0.24976 | 0.27058 | 0.27386 | 0.45948 | 0.95455 | 0.68754 | 0.56067 | 0.62748 | 0.75567 | 0.63655 | 0.73872 | 0.87188 | 0.94445 | 1.1751 | 0.79958 | 0.48695 | 0.43793 | 0.61375 | 0.53377 | 0.49037 | 0.62039 | 0.60318
2017-01-12 | 8:00 | N | 3.01 | 5.5 | 8.09 | 1.48 | 8:00 | 256 | 306 | 2872 | 2219 | 770.56 | 1683 | 23234.48 | 3284.12 | 28972.16 | 34760.7 | 0.83347 | 2017-09-30 | 0.28815 | 0.22417 | 0.23739 | 0.22706 | 0.26795 | 0.3188 | 0.69462 | 0.38173 | 0.51908 | 0.74801 | 0.68011 | 0.70662 | 0.62763 | 0.72015 | 0.76388 | 1.3627 | 1.2891 | 0.631 | 0.55769 | 0.56419 | 0.48656 | 0.52043 | 0.64859 | 0.58178
2017-01-12 | 9:00 | N | 3.01 | 5 | 10.01 | 2 | 9:00 | 156 | 343 | 2872 | 2219 | 469.56 | 1715 | 28748.72 | 4438 | 35371.28 | 34794.18 | 1.0166 | 2017-10-01 | 0.37943 | 0.27914 | 0.32628 | 0.36696 | 0.3775 | 0.57007 | 1.9196 | 1.4709 | 0.934 | 1.1487 | 0.75883 | 0.76078 | 0.69069 | 0.83565 | 0.9754 | 1.6895 | 1.1945 | 0.72068 | 0.55607 | 0.5274 | 0.49587 | 0.46197 | 0.63224 | 0.55023
2017-01-12 | 10:00 | N | 2.11 | 4.79 | 6.86 | 2 | 10:00 | 196 | 315 | 2872 | 2219 | 413.56 | 1508.85 | 19701.92 | 4438 | 26062.33 | 35768.12 | 0.72865 | 2017-10-02 | 0.36401 | 0.53495 | 0.42618 | 0.38682 | 0.42483 | 0.72304 | 1.2469 | 1.0371 | 1.1593 | 1.0619 | 0.79612 | 0.75613 | 0.75417 | 0.9688 | 1.0918 | 1.41 | 1.4846 | 0.808 | 0.5429 | 0.77294 | 0.68229 | 0.53619 | 0.64767 | 0.72565
2017-01-12 | 11:00 | N | 3.5 | 4.5 | 6.09 | 0.97 | 11:00 | 226 | 326 | 2842 | 1635 | 791 | 1467 | 17307.78 | 1585.95 | 21151.73 | 36861.69 | 0.57381 | 2017-10-03 | 0.4824 | 0.43278 | 0.42242 | 0.4315 | 0.50798 | 0.67386 | 1.6917 | 1.1282 | 0.89568 | 0.65242 | 0.74789 | 1.1192 | 0.57475 | 1.0822 | 1.4151 | 1.2265 | 0.91593 | 0.51861 | 0.47026 | 0.49618 | 0.58672 | 0.52754 | 0.65612 | 0.7735
2017-01-12 | 12:00 | N | 3.5 | 5.9 | 8.5 | 0.97 | 12:00 | 222 | 319 | 2842 | 1635 | 777 | 1882.1 | 24157 | 1585.95 | 28402.05 | 37598.99 | 0.75539 | 2017-10-04 | 0.27129 | 0.26168 | 0.3412 | 0.38728 | 0.41583 | 0.85514 | 0.89603 | 0.75177 | 0.67791 | 0.76452 | 0.71761 | 0.72202 | 1.0476 | 1.9277 | 2.3077 | 2.9152 | 2.3828 | 0.81753 | 0.5669 | 0.58534 | 0.46631 | 0.49729 | 0.48904 | 0.6463
2017-01-12 | 13:00 | N | 3.46 | 4.5 | 7.46 | 0.97 | 13:00 | 195 | 299 | 2842 | 1635 | 674.7 | 1345.5 | 21201.32 | 1585.95 | 24807.47 | 38001.48 | 0.6528 | 2017-10-05 | 0.26778 | 0.26767 | 0.30698 | 0.34774 | 0.3656 | 0.39304 | 0.94604 | 0.85617 | 0.89626 | 0.79932 | 0.72975 | 0.58983 | 0.56736 | 1.6939 | 1.9458 | 2.8891 | 1.973 | 0.84859 | 0.5362 | 0.50224 | 0.52427 | 0.50614 | 0.56715 | 0.7276
2017-01-12 | 14:00 | N | 2.61 | 6.11 | 9.25 | 1.48 | 14:00 | 205 | 237 | 2842 | 1635 | 535.05 | 1448.07 | 26288.5 | 2419.8 | 30691.42 | 38387.46 | 0.79952 | 2017-10-06 | 0.27136 | 0.27685 | 0.36768 | 0.43347 | 0.39923 | 0.32965 | 0.74378 | 0.52321 | 0.55774 | 0.84828 | 0.70967 | 0.58597 | 0.61242 | 1.1422 | 1.9688 | 2.8495 | 1.5427 | 0.73914 | 0.58979 | 0.58451 | 0.54102 | 0.58507 | 0.60916 | 0.5212
2017-01-12 | 15:00 | N | 2.11 | 4.5 | 7.61 | 0.51 | 15:00 | 212 | 213 | 2842 | 1380 | 447.32 | 958.5 | 21627.62 | 703.8 | 23737.24 | 38414.64 | 0.61792 | 2017-10-07 | 0.27022 | 0.26919 | 0.90273 | 0.68964 | 0.47879 | 0.5052 | 1.371 | 1.0044 | 0.80668 | 1.1275 | 0.98352 | 0.68624 | 0.86987 | 1.1135 | 1.7187 | 3.2793 | 3.369 | 1.4635 | 0.70687 | 0.6787 | 0.57079 | 0.60996 | 0.39787 | 0.46214
2017-01-12 | 16:00 | N | 1 | 3.3 | 8.3 | 0.5 | 16:00 | 191 | 237 | 2842 | 1380 | 191 | 782.1 | 23588.6 | 690 | 25251.7 | 38202.98 | 0.66099 | 2017-10-08 | 0.27334 | 0.25233 | 0.41244 | 0.41313 | 0.39043 | 0.41223 | 1.0641 | 1.2856 | 1.1158 | 1.2641 | 0.58701 | 0.66535 | 0.88276 | 0.83733 | 1.6106 | 2.9588 | 3.158 | 1.8928 | 0.86223 | 0.65082 | 0.51618 | 0.47321 | 0.5003 | 0.53668
2017-01-12 | 17:00 | N | 1 | 5.1 | 8.38 | 0.5 | 17:00 | 218 | 258 | 2842 | 1380 | 218 | 1315.8 | 23815.96 | 690 | 26039.76 | 37949.07 | 0.68618 | 2017-10-09 | 0.26413 | 0.26668 | 0.37648 | 0.43973 | 0.45233 | 0.46762 | 1.0207 | 0.66702 | 0.55933 | 0.80222 | 0.84137 | 1.0492 | 1.3206 | 2.4909 | 3.4727 | 3.8622 | 3.4229 | 1.8254 | 0.88305 | 0.79523 | 0.66769 | 0.49954 | 0.64821 | 0.70298
2017-01-12 | 18:00 | N | 3.78 | 27.26 | 29.25 | 0.5 | 18:00 | 240 | 365 | 2842 | 1380 | 907.2 | 9949.9 | 83128.5 | 690 | 94675.6 | 38088.5 | 2.4857 | 2017-10-10 | 0.59819 | 0.62904 | 0.76158 | 0.81529 | 0.79475 | 0.89053 | 1.4565 | 1.208 | 0.77193 | 1.1778 | 1.0071 | 0.71595 | 0.79484 | 1.2453 | 1.1283 | 0.92824 | 0.8876 | 0.99251 | 0.99264 | 1.1767 | 0.84871 | 0.49114 | 0.7657 | 0.88187
2017-01-12 | 19:00 | N | 3.5 | 12.88 | 14.88 | 0.5 | 19:00 | 320 | 214 | 2842 | 1426 | 1120 | 2756.32 | 42288.96 | 713 | 46878.28 | 39525.23 | 1.186 | 2017-10-11 | 0.62876 | 0.55481 | 0.60014 | 0.64579 | 0.6172 | 1.1486 | 1.309 | 1.1329 | 0.98447 | 0.7873 | 0.56198 | 0.65156 | 0.70526 | 1.2828 | 1.0723 | 1.4701 | 1.1149 | 0.7365 | 0.75178 | 0.60868 | 0.48445 | 0.62598 | 1.2547 | 1.086
2017-01-12 | 20:00 | N | 3.5 | 8.26 | 13.31 | 0.5 | 20:00 | 322 | 178 | 2842 | 1426 | 1127 | 1470.28 | 37827.02 | 713 | 41137.3 | 39207.53 | 1.0492 | 2017-10-12 | 0.79324 | 0.79333 | 0.93929 | 1.0225 | 0.97114 | 1.2169 | 1.7808 | 1.5302 | 0.95584 | 1.2791 | 0.76256 | 0.95123 | 0.93714 | 1.1624 | 1.5718 | 2.6175 | 2.9992 | 1.6045 | 0.72629 | 0.56664 | 0.64284 | 0.68143 | 0.74331 | 0.79137
2017-01-12 | 21:00 | N | 3.5 | 5.3 | 20.55 | 0.5 | 21:00 | 337 | 173 | 2842 | 1426 | 1179.5 | 916.9 | 58403.1 | 713 | 61212.5 | 38474.5 | 1.591 | 2017-10-13 | 0.342 | 0.34529 | 0.5629 | 0.6512 | 0.51697 | 0.6065 | 1.5879 | 1.3015 | 0.92803 | 0.79459 | 0.72829 | 0.74722 | 0.70037 | 1.2438 | 2.1148 | 3.4923 | 3.2975 | 0.95405 | 0.56103 | 0.63713 | 0.45932 | 0.39356 | 0.54732 | 0.56414
2017-01-12 | 22:00 | N | 5 | 10 | 26 | 0.5 | 22:00 | 394 | 194 | 2842 | 1426 | 1970 | 1940 | 73892 | 713 | 78515 | 36929.05 | 2.1261 | 2017-10-14 | 0.62903 | 0.39957 | 0.84394 | 1.0426 | 0.82821 | 1.0532 | 2.0409 | 1.259 | 0.91025 | 1.0549 | 0.90556 | 0.92554 | 0.72675 | 0.94905 | 1.546 | 2.8115 | 1.844 | 1.2623 | 0.62787 | 0.52906 | 0.37913 | 0.51678 | 0.63594 | 0.66634
2017-01-12 | 23:00 | N | 15 | 18.06 | 25 | 0.01 | 23:00 | 389 | 265 | 2985 | 1111 | 5835 | 4785.9 | 74625 | 11.11 | 85257.01 | 34562.99 | 2.4667 | 2017-10-15 | 0.59216 | 0.40731 | 0.61687 | 0.70899 | 0.64233 | 1.3617 | 13.2665 | 1.3895 | 1.2924 | 1.7113 | 1.1086 | 1.1797 | 1.2766 | 1.5767 | 1.5114 | 1.675 | 1.1521 | 0.85062 | 1.075 | 1.121 | 0.60863 | 0.82401 | 0.97714 | 0.8752
2017-01-12 | 24:00 | N | 6.38 | 4.33 | 20.75 | 0.01 | 24:00 | 362 | 243 | 2985 | 1111 | 2309.56 | 1052.19 | 61938.75 | 11.11 | 65311.61 | 32111.97 | 2.0339 | 2017-10-16 | 0.67788 | 0.69264 | 1.3664 | 1.7255 | 1.0563 | 1.3171 | 1.5322 | 1.3099 | 1.1792 | 2.3783 | 2.0601 | 2.1915 | 1.4999 | 1.6398 | 1.5707 | 1.7219 | 1.4666 | 1.2904 | 1.2235 | 1.377 | 0.92118 | 0.84028 | 0.89419 | 0.91954
2017-01-13 | 1:00 | N | 5 | 4 | 6.39 | 0.01 | 1:00 | 294 | 212 | 2985 | 1111 | 1470 | 848 | 19074.15 | 11.11 | 21403.26 | 30309.6 | 0.70615 | 2017-10-17 | 0.89275 | 0.7605 | 0.93738 | 1.0607 | 1.0189 | 1.3269 | 1.4762 | 1.0818 | 0.97792 | 1.2922 | 1.1948 | 1.3453 | 1.3606 | 1.1596 | 1.168 | 1.3442 | 1.0811 | 0.71091 | 0.98991 | 1.062 | 0.65735 | 1.1173 | 1.3405 | 1.7011
2017-01-13 | 2:00 | N | 5 | 2.61 | 6 | 0.01 | 2:00 | 236 | 179 | 2985 | 1111 | 1180 | 467.19 | 17910 | 11.11 | 19568.3 | 29266.14 | 0.66863 | 2017-10-18 | 1.7484 | 1.6514 | 1.811 | 1.7445 | 1.7878 | 2.0748 | 1.7701 | 1.5533 | 1.2006 | 1.3536 | 1.1163 | 1.0685 | 1.0865 | 1.5157 | 1.2927 | 1.5439 | 1.4309 | 0.92664 | 0.90701 | 1.0349 | 0.83311 | 0.85234 | 2.1904 | 1.8072
2017-01-13 | 3:00 | N | 3.5 | 2.73 | 6 | 0.3 | 3:00 | 201 | 205 | 2985 | 1717 | 703.5 | 559.65 | 17910 | 515.1 | 19688.25 | 28714.68 | 0.68565 | 2017-10-19 | 1.5123 | 1.3757 | 1.5428 | 1.4934 | 1.5154 | 1.8061 | 1.3241 | 1.2516 | 1.0088 | 1.3838 | 1.0928 | 0.77643 | 0.96815 | 1.2645 | 1.2716 | 1.4205 | 1.3129 | 0.90216 | 0.75196 | 0.9004 | 0.6291 | 0.57542 | 1.0145 | 0.9613
2017-01-13 | 4:00 | N | 3.5 | 4 | 6 | 0.3 | 4:00 | 185 | 205 | 2985 | 1717 | 647.5 | 820 | 17910 | 515.1 | 19892.6 | 28616.93 | 0.69513 | 2017-10-20 | 0.81445 | 0.77745 | 0.82094 | 0.85558 | 0.86635 | 1.0279 | 2.1834 | 0.92628 | 0.80597 | 1.0212 | 0.81948 | 0.91218 | 0.85496 | 0.92587 | 0.89999 | 1.0816 | 1.0118 | 0.5864 | 0.7691 | 1.0608 | 0.63735 | 0.61717 | 0.94538 | 0.92997
2017-01-13 | 5:00 | N | 4.87 | 5.8 | 6 | 0.3 | 5:00 | 207 | 283 | 2985 | 1717 | 1008.09 | 1641.4 | 17910 | 515.1 | 21074.59 | 29212.21 | 0.72143 | 2017-10-21 | 1.1528 | 1.1277 | 1.2733 | 0.96576 | 0.98922 | 1.7375 | 2.0125 | 1.1325 | 1.1077 | 1.7315 | 1.0727 | 1.1147 | 1.0889 | 1.5826 | 1.1589 | 1.8045 | 1.6358 | 0.87027 | 0.86544 | 0.8572 | 0.6189 | 0.56205 | 0.81872 | 0.82417
2017-01-13 | 6:00 | N | 8.63 | 16.8 | 17 | 0.3 | 6:00 | 327 | 438 | 2985 | 1717 | 2822.01 | 7358.4 | 50745 | 515.1 | 61440.51 | 31251.6 | 1.966 | 2017-10-22 | 0.70673 | 0.68339 | 0.85496 | 0.93747 | 0.97082 | 1.2794 | 2.056 | 1.2844 | 1.2916 | 1.4614 | 1.1772 | 1.3761 | 1.3089 | 1.3609 | 1.3378 | 1.3386 | 1.0137 | 0.96089 | 1.2841 | 1.0561 | 0.8393 | 0.965 | 2.3174 | 1.6725
2017-01-13 | 7:00 | N | 6.89 | 23.09 | 23.09 | 1 | 7:00 | 249 | 556 | 2872 | 2219 | 1715.61 | 12838.04 | 66314.48 | 2219 | 83087.13 | 34944.82 | 2.3777 | 2017-10-23 | 1.5331 | 1.6247 | 3.3381 | 3.339 | 2.47 | 2.3882 | 2.4146 | 1.369 | 1.1071 | 1.5668 | 1.1193 | 1.0654 | 1.0766 | 1.2005 | 0.98622 | 1.5235 | 1.5365 | 1.0173 | 1.1376 | 0.91606 | 0.67134 | 0.77966 | 1.8802 | 1.8081
2017-01-13 | 8:00 | N | 3.01 | 3.5 | 6.88 | 1 | 8:00 | 256 | 306 | 2872 | 2219 | 770.56 | 1071 | 19759.36 | 2219 | 23819.92 | 36677.95 | 0.64943 | 2017-10-24 | 2.34 | 1.937 | 2.5382 | 2.625 | 2.2572 | 3.156 | 3.5367 | 2.2457 | 1.6054 | 2.4515 | 1.1843 | 1.7488 | 1.6289 | 1.4776 | 1.1602 | 0.94537 | 0.96529 | 1.1048 | 1.8845 | 1.3828 | 1.1289 | 1.0689 | 2.3699 | 1.9702
2017-01-13 | 9:00 | N | 2.61 | 4 | 5.82 | 0.97 | 9:00 | 156 | 343 | 2872 | 2219 | 407.16 | 1372 | 16715.04 | 2152.43 | 20646.63 | 36773.91 | 0.56145 | 2017-10-25 | 1.4463 | 0.93955 | 1.305 | 1.4706 | 1.2495 | 1.9232 | 2.3767 | 2.0142 | 1.7644 | 2.4097 | 1.5991 | 1.5853 | 1.5435 | 1.6175 | 1.1993 | 1.2119 | 1.1942 | 1.0967 | 1.8294 | 1.2027 | 1.1472 | 1.7191 | 3.8256 | 3.3142
2017-01-13 | 10:00 | N | 2.11 | 3.5 | 6.22 | 0.97 | 10:00 | 196 | 315 | 2872 | 2219 | 413.56 | 1102.5 | 17863.84 | 2152.43 | 21532.33 | 37638.29 | 0.57209 | 2017-10-26 | 3.4231 | 2.2902 | 2.3753 | 2.4366 | 2.4939 | 4.1086 | 5.4554 | 1.474 | 1.3628 | 2.2322 | 1.3244 | 1.2929 | 1.2666 | 1.2081 | 0.85379 | 0.94226 | 0.98618 | 0.86936 | 1.3626 | 0.99472 | 0.93795 | 1.0949 | 3.3737 | 3.2897
2017-01-13 | 11:00 | N | 3.5 | 3.5 | 5.69 | 0.82 | 11:00 | 226 | 326 | 2842 | 1635 | 791 | 1141 | 16170.98 | 1340.7 | 19443.68 | 38581 | 0.50397 | 2017-10-27 | 4.7145 | 3.1931 | 3.3071 | 3.3739 | 3.5529 | 2.9552 | 3.3355 | 2.2289 | 2.076 | 2.3615 | 1.2328 | 1.2773 | 1.2976 | 1.1403 | 1.1246 | 0.78801 | 0.78338 | 0.66941 | 1.6795 | 1.5517 | 0.84128 | 0.97208 | 2.3963 | 1.6525
2017-01-13 | 12:00 | N | 3.5 | 3.3 | 6.05 | 0.82 | 12:00 | 222 | 319 | 2842 | 1635 | 777 | 1052.7 | 17194.1 | 1340.7 | 20364.5 | 39238.47 | 0.51899 | 2017-10-28 | 0.72054 | 0.40247 | 0.46558 | 0.43324 | 0.56382 | 1.228 | 1.5413 | 1.4445 | 2.104 | 2.1742 | 1.2103 | 0.69981 | 0.54578 | 0.43733 | 0.27778 | 0.25188 | 0.25381 | 0.82945 | 2.0099 | 1.2377 | 0.98676 | 0.8026 | 1.0819 | 1.6437
2017-01-13 | 13:00 | N | 2.61 | 3.1 | 6.98 | 0.82 | 13:00 | 195 | 299 | 2842 | 1635 | 508.95 | 926.9 | 19837.16 | 1340.7 | 22613.71 | 39578.8 | 0.57136 | 2017-10-29 | 1.3292 | 0.85955 | 0.8348 | 0.84878 | 0.87408 | 2.1954 | 3.2868 | 1.965 | 1.9868 | 2.9233 | 1.5474 | 1.0268 | 1.0695 | 1.0278 | 0.83967 | 0.59201 | 0.43489 | 1.1649 | 1.9632 | 1.5228 | 1.0497 | 1.9606 | 6.6283 | 5.1533
2017-01-13 | 14:00 | N | 2.11 | 3.3 | 7.9 | 0.82 | 14:00 | 205 | 237 | 2842 | 1635 | 432.55 | 782.1 | 22451.8 | 1340.7 | 25007.15 | 39984.98 | 0.62541 | 2017-10-30 | 5.0872 | 5.5065 | 5.1072 | 5.207 | 5.2944 | 3.9328 | 3.2827 | 1.8731 | 1.681 | 2.7432 | 1.72 | 1.5671 | 1.5533 | 1.5348 | 1.1458 | 1.1204 | 1.1104 | 1.0076 | 1.6746 | 1.1212 | 1.1035 | 1.1874 | 4.0584 | 4.1574
2017-01-13 | 15:00 | N | 2 | 3.3 | 8.17 | 0.5 | 15:00 | 212 | 213 | 2842 | 1380 | 424 | 702.9 | 23219.14 | 690 | 25036.04 | 40002.48 | 0.62586 | 2017-10-31 | 2.0608 | 2.076 | 2.197 | 2.3132 | 2.3375 | 2.402 | 2.0452 | 1.7972 | 1.8562 | 2.4864 | 1.5279 | 1.348 | 1.3146 | 1.3037 | 0.82064 | 0.81167 | 0.94911 | 1.3096 | 2.0225 | 1.4386 | 0.8604 | 0.91445 | 2.347 | 2.9373
2017-01-13 | 16:00 | N | 1 | 3.1 | 7.61 | 0.5 | 16:00 | 191 | 237 | 2842 | 1380 | 191 | 734.7 | 21627.62 | 690 | 23243.32 | 39842.03 | 0.58339 | 2017-11-01 | 2.9698 | 3.001 | 3.1659 | 3.2649 | 3.2577 | 3.3884 | 3.5317 | 1.7232 | 2.2713 | 2.2257 | 1.9917 | 2.1237 | 2.1045 | 2.1465 | 1.7283 | 1.679 | 1.3241 | 1.8645 | 1.8578 | 1.3544 | 1.1992 | 1.6371 | 3.3586 | 3.4274
2017-01-13 | 17:00 | N | 0.72 | 3.2 | 7.44 | 0.5 | 17:00 | 218 | 258 | 2842 | 1380 | 156.96 | 825.6 | 21144.48 | 690 | 22817.04 | 39880.23 | 0.57214 | 2017-11-02 | 2.5097 | 2.476 | 2.723 | 2.7519 | 2.8983 | 3.0696 | 2.6818 | 1.6414 | 1.6879 | 1.8391 | 1.2064 | 1.0075 | 1.1485 | 1.092 | 1.2234 | 1.6622 | 2.3578 | 1.3621 | 1.1778 | 1.0181 | 0.80913 | 0.72673 | 1.6042 | 2.4752
2017-01-13 | 18:00 | N | 3.68 | 20.53 | 23.88 | 0.5 | 18:00 | 240 | 365 | 2842 | 1380 | 883.2 | 7493.45 | 67866.96 | 690 | 76933.61 | 40309.33 | 1.9086 | 2017-11-03 | 1.0784 | 1.0568 | 1.2495 | 1.2718 | 1.1679 | 1.4151 | 2.5368 | 1.7591 | 1.5293 | 1.4549 | 1.0755 | 1.0987 | 1.4368 | 2.047 | 2.3417 | 2.8877 | 2.9391 | 1.5719 | 0.95728 | 0.92322 | 0.68307 | 0.7772 | 1.114 | 1.2843
2017-01-13 | 19:00 | N | 3.5 | 8.95 | 25 | 0.5 | 19:00 | 320 | 214 | 2842 | 1426 | 1120 | 1915.3 | 71050 | 713 | 74798.3 | 41378.2 | 1.8077 | 2017-11-04 | 0.936 | 0.90291 | 1.1826 | 1.2981 | 1.3316 | 1.6866 | 2.4235 | 1.8222 | 1.6223 | 1.5769 | 1.0998 | 0.9426 | 0.88788 | 1.0734 | 1.1171 | 1.8082 | 2.1007 | 0.93832 | 0.7571 | 0.9119 | 0.61535 | 0.72909 | 1.1729 | 1.2662
2017-01-13 | 20:00 | N | 3.01 | 3.2 | 8.51 | 0.5 | 20:00 | 322 | 178 | 2842 | 1426 | 969.22 | 569.6 | 24185.42 | 713 | 26437.24 | 40785.9 | 0.6482 | 2017-11-05 | 0.93922 | 0.91629 | 1.0395 | 1.0572 | 1.0947 | 1.7763 | 2.4143 | 1.388 | 1.3135 | 1.0791 | 0.63358 | 0.76651 | 0.68893 | 0.85352 | 1.6311 | 2.3654 | 1.9745 | 1.379 | 1.0141 | 0.78884 | 0.64962 | 0.61204 | 0.69579 | 0.82641
2017-01-13 | 21:00 | N | 3.01 | 3.1 | 10.76 | 0.5 | 21:00 | 337 | 173 | 2842 | 1426 | 1014.37 | 536.3 | 30579.92 | 713 | 32843.59 | 40022.18 | 0.82063 | 2017-11-06 | 0.89198 | 0.57473 | 0.91839 | 0.87088 | 0.92115 | 1.6549 | 1.7444 | 1.1347 | 1.3131 | 1.2981 | 1.263 | 1.8757 | 2.0601 | 3.4308 | 3.7414 | 4.9742 | 4.2307 | 2.6658 | 2.4919 | 1.4334 | 1.0872 | 1.0879 | 0.90859 | 1.3021
2017-01-13 | 22:00 | N | 3.98 | 3.2 | 16 | 0.5 | 22:00 | 394 | 194 | 2842 | 1426 | 1568.12 | 620.8 | 45472 | 713 | 48373.92 | 38736.05 | 1.2488 | 2017-11-07 | 0.5964 | 0.55496 | 0.80264 | 0.82937 | 0.80479 | 1.4744 | 1.5123 | 0.99972 | 1.129 | 1.0476 | 0.83998 | 0.88821 | 1.1682 | 1.4856 | 1.6348 | 1.4039 | 0.76636 | 0.8222 | 0.83954 | 0.76329 | 0.64603 | 0.7288 | 0.98869 | 1.1922
2017-01-13 | 23:00 | N | 8.61 | 6.45 | 20.87 | 0.01 | 23:00 | 389 | 265 | 2985 | 1111 | 3349.29 | 1709.25 | 62296.95 | 11.11 | 67366.6 | 37149.01 | 1.8134 | 2017-11-08 | 0.80307 | 0.70153 | 0.78593 | 0.78624 | 0.82583 | 1.2384 | 1.852 | 1.1004 | 1.1747 | 1.1958 | 0.93281 | 1.0335 | 0.85736 | 0.81102 | 0.60616 | 0.67813 | 0.84621 | 2.0215 | 1.8329 | 1.0224 | 0.7347 | 0.71551 | 0.75829 | 0.82232
2017-01-13 | 24:00 | N | 5 | 3 | 20.75 | 0.01 | 24:00 | 362 | 243 | 2985 | 1111 | 1810 | 729 | 61938.75 | 11.11 | 64488.86 | 35042.35 | 1.8403 | 2017-11-09 | 0.46288 | 0.4517 | 0.41393 | 0.39902 | 0.43734 | 1.0518 | 3.3071 | 1.702 | 1.517 | 1.2572 | 0.77207 | 0.62241 | 0.59647 | 0.61552 | 0.50992 | 0.45503 | 0.54174 | 1.5938 | 1.3817 | 0.81064 | 0.59633 | 0.74607 | 0.98571 | 1.0612
2017-01-14 | 1:00 | N | 3.44 | 4.55 | 9 | 0.01 | 1:00 | 294 | 212 | 2985 | 1111 | 1011.36 | 964.6 | 26865 | 11.11 | 28852.07 | 33224.81 | 0.86839 | 2017-11-10 | 0.56103 | 0.55161 | 0.60287 | 0.55549 | 0.61153 | 1.0749 | 4.0175 | 2.253 | 1.5497 | 1.3038 | 0.77508 | 0.75181 | 0.77786 | 0.70554 | 0.57551 | 0.56932 | 0.81885 | 1.8776 | 0.99836 | 1.0692 | 0.79896 | 1.4472 | 1.3451 | 1.2772
2017-01-14 | 2:00 | N | 2.99 | 2.61 | 6.35 | 0.01 | 2:00 | 236 | 179 | 2985 | 1111 | 705.64 | 467.19 | 18954.75 | 11.11 | 20138.69 | 32360.62 | 0.62232 | 2017-11-11 | 1.2743 | 1.7209 | 1.7944 | 1.67 | 1.1429 | 2.2491 | 3.5344 | 1.3604 | 2.0856 | 2.4252 | 1.0416 | 0.97289 | 1.0124 | 0.97907 | 0.81993 | 0.8196 | 0.96611 | 2.0615 | 1.2151 | 0.8966 | 0.69888 | 1.0777 | 1.511 | 1.2951
2017-01-14 | 3:00 | N | 2.61 | 2.79 | 5.71 | 0.47 | 3:00 | 201 | 205 | 2985 | 1717 | 524.61 | 571.95 | 17044.35 | 806.99 | 18947.9 | 31658.48 | 0.59851 | 2017-11-12 | 0.969 | 0.93596 | 1.1357 | 1.0197 | 1.2034 | 1.7003 | 2.8385 | 1.5623 | 1.8355 | 1.9965 | 1.1405 | 1.1135 | 0.9914 | 0.97363 | 0.96662 | 0.96647 | 0.98549 | 2.6994 | 2.1085 | 1.131 | 0.77983 | 1.0259 | 1.195 | 1.0753
2017-01-14 | 4:00 | N | 2.61 | 3.97 | 4.8 | 0.47 | 4:00 | 185 | 205 | 2985 | 1717 | 482.85 | 813.85 | 14328 | 806.99 | 16431.69 | 31420.1 | 0.52297 | 2017-11-13 | 0.74229 | 0.73036 | 0.69601 | 0.68058 | 0.80537 | 1.0481 | 2.3013 | 1.5585 | 1.4811 | 1.4526 | 1.0798 | 0.96006 | 0.99552 | 1.1935 | 1.0198 | 1.2034 | 1.0295 | 2.4965 | 1.2299 | 0.88771 | 0.77801 | 0.98966 | 1.113 | 0.96543
2017-01-14 | 5:00 | N | 3.5 | 4.48 | 5.32 | 0.47 | 5:00 | 207 | 283 | 2985 | 1717 | 724.5 | 1267.84 | 15880.2 | 806.99 | 18679.53 | 31590.3 | 0.59131 | 2017-11-14 | 1.6333 | 1.4836 | 1.5699 | 1.5863 | 1.2294 | 1.6315 | 2.471 | 1.3168 | 1.4197 | 1.4324 | 0.96497 | 0.82552 | 0.85843 | 0.86874 | 0.72625 | 0.6283 | 0.63092 | 1.4269 | 0.7044 | 0.98587 | 0.67361 | 0.81189 | 0.9925 | 2.0695
2017-01-14 | 6:00 | N | 12.77 | 15 | 15 | 0.48 | 6:00 | 327 | 438 | 2985 | 1717 | 4175.79 | 6570 | 44775 | 824.16 | 56344.95 | 32248.03 | 1.7472 | 2017-11-15 | 0.90366 | 0.91908 | 1.0125 | 1.0919 | 1.1555 | 1.0808 | 1.7483 | 1.5982 | 1.5477 | 1.4948 | 0.6591 | 0.63982 | 0.68945 | 0.65802 | 0.62881 | 0.56076 | 0.62866 | 2.0715 | 1.7432 | 0.72378 | 0.59376 | 0.59442 | 0.64813 | 0.61069
2017-01-14 | 7:00 | N | 15 | 32 | 22 | 0.82 | 7:00 | 249 | 556 | 2872 | 2219 | 3735 | 17792 | 63184 | 1819.58 | 86530.58 | 33642.06 | 2.5721 | 2017-11-16 | 0.46036 | 0.38546 | 0.45749 | 0.46008 | 0.56258 | 0.83508 | 1.2952 | 0.84051 | 1.0941 | 1.1715 | 0.74294 | 0.60095 | 0.58099 | 0.79292 | 0.64859 | 0.54957 | 0.52185 | 1.4764 | 0.82541 | 0.61266 | 0.54062 | 0.59451 | 0.75847 | 1.4972
2017-01-14 | 8:00 | N | 3.5 | 5 | 10.47 | 0.82 | 8:00 | 256 | 306 | 2872 | 2219 | 896 | 1530 | 30069.84 | 1819.58 | 34315.42 | 35163.14 | 0.97589 | 2017-11-17 | 0.9708 | 0.95931 | 1.0249 | 1.0321 | 1.0881 | 1.0779 | 1.7343 | 1.2188 | 1.152 | 1.1847 | 0.76181 | 0.62432 | 0.71835 | 0.89417 | 0.89997 | 0.84156 | 0.59268 | 1.1345 | 0.61311 | 0.62106 | 0.51367 | 0.5706 | 0.79033 | 0.78418
2017-01-14 | 9:00 | N | 3.01 | 5 | 6.62 | 0.82 | 9:00 | 156 | 343 | 2872 | 2219 | 469.56 | 1715 | 19012.64 | 1819.58 | 23016.78 | 36750.93 | 0.62629 | 2017-11-18 | 0.92854 | 1.3668 | 1.8285 | 1.0103 | 1.0888 | 1.2405 | 1.67 | 1.21 | 1.1402 | 1.4256 | 1.001 | 1.1428 | 0.91227 | 0.89447 | 0.74497 | 0.57619 | 0.59528 | 1.8475 | 0.82582 | 0.60215 | 0.59592 | 0.56119 | 0.58374 | 0.72412
2017-01-14 | 10:00 | N | 2 | 6.01 | 13.81 | 0.82 | 10:00 | 196 | 315 | 2872 | 2219 | 392 | 1893.15 | 39662.32 | 1819.58 | 43767.05 | 38382.8 | 1.1403 | 2017-11-19 | 0.73436 | 0.67274 | 0.74645 | 0.73386 | 0.82106 | 1.1206 | 1.2705 | 0.86065 | 1.0828 | 1.0968 | 0.60594 | 0.74024 | 0.86163 | 0.81579 | 0.63704 | 0.65243 | 0.75905 | 2.0598 | 1.3415 | 0.93375 | 0.59787 | 0.87523 | 0.76364 | 0.68937
2017-01-14 | 11:00 | N | 3.46 | 8.14 | 11.78 | 0.71 | 11:00 | 226 | 326 | 2842 | 1635 | 781.96 | 2653.64 | 33478.76 | 1160.85 | 38075.21 | 39389.3 | 0.96664 | 2017-11-20 | 1.4852 | 1.8296 | 1.8957 | 1.5091 | 1.591 | 1.745 | 2.528 | 1.4495 | 1.9291 | 1.8935 | 1.656 | 1.6431 | 1.666 | 1.6975 | 1.5777 | 1.5614 | 1.68 | 2.4992 | 1.6769 | 1.5836 | 1.2053 | 1.6816 | 1.9587 | 2.0258
2017-01-14 | 12:00 | N | 3.46 | 9.14 | 13.06 | 0.61 | 12:00 | 222 | 319 | 2842 | 1635 | 768.12 | 2915.66 | 37116.52 | 997.35 | 41797.65 | 39706.93 | 1.0527 | 2017-11-21 | 0.93923 | 0.911 | 0.96696 | 0.94295 | 0.87011 | 1.1091 | 1.1261 | 0.83772 | 1.1267 | 0.98456 | 0.68725 | 0.56289 | 0.62511 | 0.65516 | 0.60665 | 0.60775 | 0.62245 | 2.2222 | 1.2577 | 0.96853 | 0.51139 | 0.4369 | 0.73414 | 0.74995
2017-01-14 | 13:00 | N | 2.44 | 5 | 10.41 | 0.61 | 13:00 | 195 | 299 | 2842 | 1635 | 475.8 | 1495 | 29585.22 | 997.35 | 32553.37 | 39546.2 | 0.82317 | 2017-11-22 | 1.0315 | 1.0027 | 1.0695 | 1.0174 | 1.1002 | 1.4662 | 1.4069 | 1.0876 | 1.1084 | 1.0452 | 0.78691 | 0.69519 | 0.67131 | 0.63891 | 0.62839 | 0.62678 | 0.42235 | 1.7109 | 1.1393 | 0.87216 | 0.72096 | 0.58716 | 0.69616 | 0.89883
2017-01-14 | 14:00 | N | 3.01 | 3.3 | 6.75 | 0.61 | 14:00 | 205 | 237 | 2842 | 1635 | 617.05 | 782.1 | 19183.5 | 997.35 | 21580 | 39218.63 | 0.55025 | 2017-11-23 | 0.82963 | 0.62336 | 0.67918 | 0.58896 | 0.88044 | 1.1407 | 1.089 | 1.0112 | 1.1716 | 1.4 | 1.1983 | 1.1445 | 1.2017 | 1.0149 | 0.73285 | 0.70805 | 0.72658 | 1.7048 | 1.3692 | 1.0686 | 0.53688 | 0.61312 | 0.73598 | 0.92286
2017-01-14 | 15:00 | N | 2.11 | 3.3 | 6.75 | 0.5 | 15:00 | 212 | 213 | 2842 | 1380 | 447.32 | 702.9 | 19183.5 | 690 | 21023.72 | 38890.84 | 0.54058 | 2017-11-24 | 0.84552 | 0.63175 | 0.6652 | 0.6573 | 0.70986 | 1.1707 | 1.3299 | 0.55699 | 0.71724 | 0.73343 | 0.98381 | 1.0445 | 0.91124 | 0.8615 | 0.76138 | 0.7284 | 0.58147 | 1.6495 | 0.8384 | 0.84349 | 1.2121 | 1.1976 | 0.97034 | 0.96458
2017-01-14 | 16:00 | N | 1 | 3.3 | 6.75 | 0.5 | 16:00 | 191 | 237 | 2842 | 1380 | 191 | 782.1 | 19183.5 | 690 | 20846.6 | 38554.11 | 0.54071 | 2017-11-25 | 0.95613 | 0.9466 | 1.0059 | 0.99495 | 1.0598 | 1.3603 | 1.6306 | 1.3038 | 1.0664 | 1.083 | 0.90941 | 0.88238 | 0.92598 | 0.85608 | 1.0021 | 0.97503 | 0.78973 | 1.6783 | 1.2382 | 0.7713 | 0.49646 | 0.7006 | 0.94733 | 0.77662
2017-01-14 | 17:00 | N | 0.5 | 3.5 | 5.85 | 0.5 | 17:00 | 218 | 258 | 2842 | 1380 | 109 | 903 | 16625.7 | 690 | 18327.7 | 38160.03 | 0.48029 | 2017-11-26 | 0.82396 | 0.63829 | 0.69458 | 0.69503 | 0.75352 | 1.284 | 1.0796 | 0.66123 | 0.90162 | 1.1383 | 0.93668 | 0.8822 | 0.8702 | 0.76418 | 0.84945 | 0.84206 | 0.91729 | 2.2355 | 1.333 | 0.77251 | 1.1977 | 1.2122 | 0.85064 | 0.93691
2017-01-14 | 18:00 | N | 2.72 | 24.53 | 24.73 | 0.5 | 18:00 | 240 | 365 | 2842 | 1380 | 652.8 | 8953.45 | 70282.66 | 690 | 80578.91 | 38629.95 | 2.0859 | 2017-11-27 | 1.5679 | 1.587 | 1.6524 | 1.6616 | 1.6973 | 1.2726 | 1.5949 | 0.96108 | 1.1966 | 1.1751 | 0.99013 | 0.98882 | 0.99131 | 1.0341 | 0.88015 | 0.89366 | 0.91996 | 1.6665 | 0.8959 | 1.0854 | 0.69105 | 1.1773 | 1.2236 | 1.4545
2017-01-14 | 19:00 | N | 3.5 | 11.15 | 18.21 | 0.5 | 19:00 | 320 | 214 | 2842 | 1426 | 1120 | 2386.1 | 51752.82 | 713 | 55971.92 | 39765.07 | 1.4076 | 2017-11-28 | 0.94002 | 0.9172 | 0.97465 | 0.97907 | 1.0337 | 1.3696 | 1.0593 | 1.1577 | 1.1403 | 1.5862 | 1.2575 | 1.4007 | 0.76436 | 0.79973 | 0.93853 | 0.71452 | 0.75193 | 1.8281 | 0.67964 | 0.63138 | 0.52577 | 0.55084 | 0.80082 | 0.82063
2017-01-14 | 20:00 | N | 3.01 | 3.56 | 13.65 | 0.5 | 20:00 | 322 | 178 | 2842 | 1426 | 969.22 | 633.68 | 38793.3 | 713 | 41109.2 | 39268.23 | 1.0469 | 2017-11-29 | 0.80211 | 0.80241 | 0.89251 | 0.74975 | 0.92861 | 1.0141 | 1.3158 | 0.6999 | 0.89201 | 0.97049 | 0.77885 | 0.72553 | 0.69961 | 0.63205 | 0.46638 | 0.44967 | 0.48595 | 2.2253 | 0.69095 | 0.47924 | 0.52153 | 0.46681 | 0.6107 | 0.72034
2017-01-14 | 21:00 | N | 3.01 | 3.2 | 16.33 | 0.5 | 21:00 | 337 | 173 | 2842 | 1426 | 1014.37 | 553.6 | 46409.86 | 713 | 48690.83 | 38398.45 | 1.268 | 2017-11-30 | 0.48426 | 0.48045 | 0.51244 | 0.5101 | 0.45979 | 0.90175 | 1.4637 | 0.67836 | 0.58299 | 0.643 | 0.46433 | 0.48277 | 0.47419 | 0.52841 | 0.53326 | 0.36702 | 0.51906 | 2.0717 | 0.88137 | 0.54972 | 0.5019 | 0.4863 | 0.6688 | 0.62585
2017-01-14 | 22:00 | N | 3.98 | 5.58 | 19.6 | 0.5 | 22:00 | 394 | 194 | 2842 | 1426 | 1568.12 | 1082.52 | 55703.2 | 713 | 59066.84 | 37248.57 | 1.5857 | 2017-12-01 | 0.49272 | 0.48267 | 0.52336 | 0.51823 | 0.53478 | 0.88516 | 1.5256 | 0.81994 | 0.77355 | 0.96493 | 0.72864 | 0.6168 | 0.58582 | 0.58415 | 0.55903 | 0.5587 | 0.73107 | 2.6346 | 0.83209 | 0.70826 | 0.68128 | 0.75388 | 1.1563 | 1.1721
2017-01-14 | 23:00 | N | 8.96 | 10 | 20 | 0.01 | 23:00 | 389 | 265 | 2985 | 1111 | 3485.44 | 2650 | 59700 | 11.11 | 65846.55 | 35708.95 | 1.844 | 2017-12-02 | 1.9972 | 2.1138 | 3.1758 | 2.1572 | 2.1365 | 2.1767 | 2.389 | 1.4368 | 1.1797 | 1.2172 | 0.92621 | 0.76557 | 0.72166 | 0.7039 | 0.72904 | 0.64967 | 0.76828 | 2.4937 | 0.98085 | 0.77542 | 0.69665 | 0.84801 | 1.689 | 1.5995
2017-01-14 | 24:00 | N | 5 | 5.19 | 20.75 | 0.01 | 24:00 | 362 | 243 | 2985 | 1111 | 1810 | 1261.17 | 61938.75 | 11.11 | 65021.03 | 33855.57 | 1.9205 | 2017-12-03 | 0.97015 | 0.97421 | 1.0416 | 1.7122 | 1.8005 | 2.0668 | 2.7036 | 1.809 | 1.4691 | 1.7067 | 1.4019 | 1.2255 | 1.1968 | 1.1339 | 1.0811 | 1.0476 | 1.2085 | 2.1301 | 1.4054 | 1.0752 | 1.0165 | 0.90137 | 1.3519 | 1.4167
2017-01-15 | 1:00 | N | 4.53 | 11.8 | 12 | 0.01 | 1:00 | 294 | 212 | 2985 | 1111 | 1331.82 | 2501.6 | 35820 | 11.11 | 39664.53 | 32351.21 | 1.2261 | 2017-12-04 | 1.9656 | 2.026 | 2.1227 | 2.0086 | 2.0773 | 2.1296 | 3.2074 | 1.5517 | 1.4778 | 1.4703 | 1.106 | 0.91576 | 0.59647 | 0.55256 | 0.59438 | 0.54488 | 0.58898 | 1.5787 | 0.59688 | 0.52634 | 0.52865 | 0.52623 | 0.81866 | 1.0401
2017-01-15 | 2:00 | N | 3.64 | 8.61 | 9 | 0.01 | 2:00 | 236 | 179 | 2985 | 1111 | 859.04 | 1541.19 | 26865 | 11.11 | 29276.34 | 31160.43 | 0.93954 | 2017-12-05 | 0.78953 | 0.77215 | 0.84986 | 0.85026 | 0.92594 | 2.0555 | 1.2506 | 0.94122 | 1.0533 | 0.87786 | 0.91821 | 0.738 | 1.0957 | 0.58778 | 0.57091 | 0.52644 | 0.56124 | 1.4374 | 0.75078 | 0.63918 | 0.57633 | 0.49828 | 0.5752 | 0.5985
2017-01-15 | 3:00 | N | 3.5 | 8.61 | 9 | 0.47 | 3:00 | 201 | 205 | 2985 | 1717 | 703.5 | 1765.05 | 26865 | 806.99 | 30140.54 | 30478.21 | 0.98892 | 2017-12-06 | 0.44732 | 0.33837 | 0.38374 | 0.3803 | 0.51997 | 0.86623 | 1.905 | 1.2383 | 1.2069 | 1.2087 | 0.92731 | 0.77881 | 0.71817 | 0.65708 | 0.51712 | 0.48021 | 0.50963 | 1.5038 | 1.1852 | 0.75868 | 0.61914 | 0.54122 | 0.48435 | 0.61596
2017-01-15 | 4:00 | N | 3.5 | 11.8 | 12 | 0.47 | 4:00 | 185 | 205 | 2985 | 1717 | 647.5 | 2419 | 35820 | 806.99 | 39693.49 | 30091.3 | 1.3191 | 2017-12-07 | 0.23801 | 0.20682 | 0.23979 | 0.23349 | 0.25367 | 0.43831 | 2.01 | 1.3739 | 0.8572 | 0.67266 | 0.47681 | 0.40127 | 0.3258 | 0.36791 | 0.43416 | 0.32033 | 0.32542 | 1.244 | 1.2828 | 0.97086 | 0.63696 | 0.39782 | 0.35079 | 0.45714
2017-01-15 | 5:00 | N | 8.99 | 12.1 | 12 | 0.47 | 5:00 | 207 | 283 | 2985 | 1717 | 1860.93 | 3424.3 | 35820 | 806.99 | 41912.22 | 30128.64 | 1.3911 | 2017-12-08 | 0.19796 | 0.14327 | 0.16821 | 0.18466 | 0.20588 | 0.46212 | 2.8857 | 2.2426 | 0.88426 | 0.70385 | 0.39795 | 0.3467 | 0.30737 | 0.29014 | 0.26503 | 0.31919 | 0.39838 | 0.81843 | 1.2662 | 0.79387 | 0.58558 | 0.37945 | 0.33054 | 0.39638
2017-01-15 | 6:00 | N | 13 | 75.01 | 21 | 0.47 | 6:00 | 327 | 438 | 2985 | 1717 | 4251 | 32854.38 | 62685 | 806.99 | 100597.37 | 30552.69 | 3.2926 | 2017-12-09 | 0.34564 | 0.20423 | 0.27338 | 0.26599 | 0.2727 | 0.36376 | 0.96421 | 0.94234 | 1.139 | 0.72443 | 0.36755 | 0.3602 | 0.36546 | 0.30313 | 0.30569 | 0.31189 | 0.33395 | 1.0242 | 0.88945 | 0.6914 | 0.58636 | 0.48068 | 0.398 | 0.47496
2017-01-15 | 7:00 | N | 15 | 70.01 | 25 | 0.82 | 7:00 | 249 | 556 | 2872 | 2219 | 3735 | 38925.56 | 71800 | 1819.58 | 116280.14 | 31451.38 | 3.6971 | 2017-12-10 | 0.56332 | 0.38496 | 0.40976 | 0.41264 | 0.45071 | 0.75694 | 1.2624 | 0.88448 | 0.99564 | 0.89734 | 0.66151 | 0.51827 | 0.59116 | 0.62896 | 0.62236 | 0.63602 | 0.65354 | 1.7625 | 1.0563 | 0.91168 | 0.61748 | 0.49266 | 0.48913 | 0.47646
2017-01-15 | 8:00 | N | 5.09 | 5 | 25 | 0.82 | 8:00 | 256 | 306 | 2872 | 2219 | 1303.04 | 1530 | 71800 | 1819.58 | 76452.62 | 32496.62 | 2.3526 | 2017-12-11 | 0.60452 | 0.59617 | 0.52404 | 0.34532 | 0.59209 | 1.0875 | 1.7005 | 1.0894 | 0.85192 | 0.76018 | 0.52963 | 0.37664 | 0.65772 | 0.60572 | 0.38835 | 0.38947 | 0.49714 | 1.831 | 0.98101 | 0.79758 | 0.57921 | 0.53739 | 0.52524 | 0.59631
2017-01-15 | 9:00 | N | 3.5 | 5.6 | 25 | 0.93 | 9:00 | 156 | 343 | 2872 | 2219 | 546 | 1920.8 | 71800 | 2063.67 | 76330.47 | 33669.35 | 2.2671 | 2017-12-12 | 0.51921 | 0.44225 | 0.49127 | 0.45035 | 0.51328 | 0.95861 | 1.7291 | 0.92228 | 0.83082 | 0.68351 | 0.59345 | 0.55245 | 0.5994 | 0.57108 | 0.36263 | 0.36603 | 0.5862 | 1.4371 | 0.98044 | 0.75693 | 0.37219 | 0.34253 | 0.40812 | 0.46662
2017-01-15 | 10:00 | N | 3.46 | 6.06 | 23.5 | 0.93 | 10:00 | 196 | 315 | 2872 | 2219 | 678.16 | 1908.9 | 67492 | 2063.67 | 72142.73 | 35038.37 | 2.059 | 2017-12-13 | 0.49495 | 0.38023 | 0.40768 | 0.39548 | 0.43037 | 0.60441 | 1.6048 | 0.90046 | 0.67974 | 0.65698 | 0.50241 | 0.48671 | 0.45878 | 0.52222 | 0.52896 | 0.5391 | 0.48304 | 1.5934 | 1.037 | 0.64302 | 0.44439 | 0.43498 | 0.57546 | 0.57292
2017-01-15 | 11:00 | N | 6.16 | 3.1 | 12.75 | 0.74 | 11:00 | 226 | 326 | 2842 | 1635 | 1392.16 | 1010.6 | 36235.5 | 1209.9 | 39848.16 | 35728.13 | 1.1153 | 2017-12-14 | 0.48896 | 0.34996 | 0.38122 | 0.37025 | 0.47442 | 0.68518 | 1.731 | 1.0895 | 0.84042 | 0.68364 | 0.49177 | 0.43832 | 0.53037 | 0.41606 | 0.41909 | 0.42272 | 0.46509 | 1.1746 | 0.84029 | 0.79844 | 0.47165 | 0.3965 | 0.3769 | 0.3946
2017-01-15 | 12:00 | N | 8.11 | 3.1 | 12.75 | 0.65 | 12:00 | 222 | 319 | 2842 | 1635 | 1800.42 | 988.9 | 36235.5 | 1062.75 | 40087.57 | 36074.04 | 1.1113 | 2017-12-15 | 0.3341 | 0.30402 | 0.31837 | 0.31724 | 0.35532 | 0.52547 | 1.0567 | 0.80465 | 1.1308 | 0.9031 | 0.55214 | 0.48964 | 0.3484 | 0.34492 | 0.34664 | 0.34577 | 0.43131 | 1.359 | 0.97106 | 0.69265 | 0.53157 | 0.47332 | 0.43125 | 0.53406
2017-01-15 | 13:00 | N | 3.5 | 3.1 | 9.87 | 0.65 | 13:00 | 195 | 299 | 2842 | 1635 | 682.5 | 926.9 | 28050.54 | 1062.75 | 30722.69 | 36312.02 | 0.84607 | 2017-12-16 | 0.41144 | 0.29588 | 0.37503 | 0.32642 | 0.44705 | 0.60728 | 0.97197 | 0.58517 | 0.65021 | 0.56797 | 0.62275 | 0.46836 | 0.51226 | 0.48809 | 0.51328 | 0.54052 | 0.52936 | 0.92819 | 0.69282 | 0.57526 | 0.36435 | 0.5015 | 0.81544 | 0.5831
2017-01-15 | 14:00 | N | 3.5 | 3.1 | 9.75 | 0.65 | 14:00 | 205 | 237 | 2842 | 1635 | 717.5 | 734.7 | 27709.5 | 1062.75 | 30224.45 | 36246.37 | 0.83386 | 2017-12-17 | 0.57868 | 0.5351 | 0.42648 | 0.46481 | 0.59672 | 0.7123 | 0.81744 | 0.61994 | 0.73762 | 0.77377 | 0.62894 | 0.5186 | 0.50265 | 0.46672 | 0.48163 | 0.46596 | 0.4825 | 1.731 | 0.97375 | 0.52063 | 0.34758 | 0.30611 | 0.3832 | 0.43442
2017-01-15 | 15:00 | N | 3.5 | 3.1 | 9.85 | 0.5 | 15:00 | 212 | 213 | 2842 | 1380 | 742 | 660.3 | 27993.7 | 690 | 30086 | 35915.6 | 0.83769 | 2017-12-18 | 0.49317 | 0.37903 | 0.38958 | 0.38224 | 0.46971 | 0.72969 | 1.3609 | 0.64505 | 0.63275 | 0.54573 | 0.50416 | 0.37725 | 0.36068 | 0.26864 | 0.24106 | 0.23307 | 0.33657 | 1.576 | 1.0077 | 0.5421 | 0.56975 | 0.49903 | 0.46749 | 0.39752
2017-01-15 | 16:00 | N | 2.11 | 3.1 | 10.35 | 0.5 | 16:00 | 191 | 237 | 2842 | 1380 | 403.01 | 734.7 | 29414.7 | 690 | 31242.41 | 35561.54 | 0.87854 | 2017-12-19 | 0.31323 | 0.2365 | 0.27833 | 0.28208 | 0.31502 | 0.50066 | 0.82014 | 0.6268 | 0.62672 | 0.6592 | 0.58619 | 0.51836 | 0.45357 | 0.42226 | 0.40679 | 0.34141 | 0.34152 | 1.5147 | 0.84559 | 0.56224 | 0.47903 | 0.5067 | 0.41653 | 0.52201
2017-01-15 | 17:00 | N | 1 | 3 | 8.05 | 0.5 | 17:00 | 218 | 258 | 2842 | 1380 | 218 | 774 | 22878.1 | 690 | 24560.1 | 35024.1 | 0.70123 | 2017-12-20 | 0.37732 | 0.35163 | 0.40847 | 0.40809 | 0.45367 | 0.76401 | 1.4173 | 0.99591 | 0.86267 | 0.95116 | 0.71603 | 0.63454 | 0.52252 | 0.48378 | 0.47255 | 0.47799 | 0.49855 | 1.1772 | 0.85448 | 0.54065 | 0.46833 | 0.51489 | 0.57589 | 0.90678
2017-01-15 | 18:00 | N | 2.76 | 21.07 | 22.88 | 0.5 | 18:00 | 240 | 365 | 2842 | 1380 | 662.4 | 7690.55 | 65024.96 | 690 | 74067.91 | 35722.33 | 2.0734 | 2017-12-21 | 0.545 | 0.50417 | 0.57879 | 0.55353 | 0.59553 | 0.62479 | 1.3027 | 0.76134 | 0.8458 | 0.74538 | 0.55237 | 0.47179 | 0.42732 | 0.45347 | 0.42522 | 0.41926 | 0.54155 | 2.1396 | 0.71976 | 0.53843 | 0.34823 | 0.32791 | 0.46168 | 0.64724
2017-01-15 | 19:00 | N | 4.98 | 26.61 | 34.5 | 0.5 | 19:00 | 320 | 214 | 2842 | 1426 | 1593.6 | 5694.54 | 98049 | 713 | 106050.14 | 36388.88 | 2.9144 | 2017-12-22 | 0.63818 | 0.61595 | 0.69426 | 0.68736 | 0.73439 | 0.63465 | 1.0821 | 0.59532 | 0.63518 | 0.62051 | 0.52747 | 0.4948 | 0.49118 | 0.4548 | 0.2407 | 0.30727 | 0.31565 | 1.7268 | 0.6016 | 0.42056 | 0.39101 | 0.32408 | 0.32513 | 0.27859
2017-01-15 | 20:00 | N | 3.5 | 3.1 | 15.39 | 0.5 | 20:00 | 322 | 178 | 2842 | 1426 | 1127 | 551.8 | 43738.38 | 713 | 46130.18 | 36548.79 | 1.2622 | 2017-12-23 | 0.20575 | 0.18229 | 0.22567 | 0.21731 | 0.24485 | 0.29611 | 0.46086 | 0.60177 | 0.76841 | 0.90891 | 0.45693 | 0.30502 | 0.37635 | 0.39655 | 0.38973 | 0.39896 | 0.48118 | 1.0189 | 0.64173 | 0.51259 | 0.40911 | 0.41621 | 0.553 | 0.54156
2017-01-15 | 21:00 | N | 3.49 | 3.28 | 20.01 | 0.5 | 21:00 | 337 | 173 | 2842 | 1426 | 1176.13 | 567.44 | 56868.42 | 713 | 59324.99 | 35887.64 | 1.6531 | 2017-12-24 | 0.38151 | 0.3037 | 0.32589 | 0.33502 | 0.3569 | 0.50022 | 0.72874 | 0.67433 | 0.79355 | 0.7094 | 0.37918 | 0.37894 | 0.38935 | 0.37128 | 0.38162 | 0.39073 | 0.45663 | 1.0336 | 0.88529 | 0.83676 | 0.49063 | 0.36008 | 0.37662 | 0.27685
2017-01-15 | 22:00 | N | 8 | 9.24 | 10 | 0.5 | 22:00 | 394 | 194 | 2842 | 1426 | 3152 | 1792.56 | 28420 | 713 | 34077.56 | 34587.37 | 0.98526 | 2017-12-25 | 0.35811 | 0.27128 | 0.31661 | 0.3131 | 0.34565 | 0.41882 | 0.85309 | 0.64101 | 0.56966 | 0.56955 | 0.44139 | 0.36471 | 0.38575 | 0.39751 | 0.39946 | 0.39999 | 0.47557 | 0.89376 | 0.74757 | 0.50701 | 0.47999 | 0.46585 | 0.48088 | 0.4315
2017-01-15 | 23:00 | N | 8 | 20.75 | 20.75 | 0.01 | 23:00 | 389 | 265 | 2985 | 1111 | 3112 | 5498.75 | 61938.75 | 11.11 | 70560.61 | 32835.3 | 2.1489 | 2017-12-26 | 0.36216 | 0.30018 | 0.35476 | 0.34691 | 0.38154 | 0.50914 | 0.86543 | 0.78733 | 0.72129 | 0.78053 | 0.50002 | 0.33191 | 0.24591 | 0.21792 | 0.19187 | 0.17726 | 0.25751 | 1.3683 | 0.8609 | 0.4266 | 0.39272 | 0.31855 | 0.36709 | 0.30541
2017-01-15 | 24:00 | N | 8 | 22 | 40 | 0.01 | 24:00 | 362 | 243 | 2985 | 1111 | 2896 | 5346 | 119400 | 11.11 | 127653.11 | 30912.87 | 4.1294 | 2017-12-27 | 0.21727 | 0.20084 | 0.23621 | 0.2247 | 0.2829 | 0.45629 | 1.2475 | 0.91148 | 0.47807 | 0.40023 | 0.32502 | 0.30586 | 0.23885 | 0.18173 | 0.15566 | 0.16512 | 0.19783 | 1.0322 | 0.84272 | 0.56453 | 0.38664 | 0.41696 | 0.26466 | 0.22801
2017-01-16 | 1:00 | N | 5.79 | 6.12 | 22 | 0.01 | 1:00 | 294 | 212 | 2985 | 1111 | 1702.26 | 1297.44 | 65670 | 11.11 | 68680.81 | 29276.79 | 2.3459 | 2017-12-28 | 0.13743 | 0.12339 | 0.15324 | 0.15037 | 0.16055 | 0.25823 | 1.5849 | 1.0775 | 0.64746 | 0.4488 | 0.29773 | 0.28311 | 0.18724 | 0.21332 | 0.17995 | 0.19757 | 0.30027 | 1.4471 | 1.2335 | 0.44614 | 0.35293 | 0.3366 | 0.23638 | 0.24604
2017-01-16 | 2:00 | N | 3.5 | 5 | 40 | 0.01 | 2:00 | 236 | 179 | 2985 | 1111 | 826 | 895 | 119400 | 11.11 | 121132.11 | 28313.76 | 4.2782 | 2017-12-29 | 0.18056 | 0.14508 | 0.18399 | 0.17685 | 0.21186 | 0.27631 | 1.5585 | 0.58669 | 0.52765 | 0.47379 | 0.32499 | 0.31434 | 0.31827 | 0.22467 | 0.22617 | 0.24429 | 0.3716 | 1.1962 | 0.73741 | 0.37579 | 0.21988 | 0.24136 | 0.22433 | 0.22802
2017-01-16 | 3:00 | N | 3.5 | 5 | 22 | 0.47 | 3:00 | 201 | 205 | 2985 | 1717 | 703.5 | 1025 | 65670 | 806.99 | 68205.49 | 27805.19 | 2.453 | 2017-12-30 | 0.21711 | 0.2008 | 0.24001 | 0.23604 | 0.26394 | 0.349 | 0.95525 | 0.45526 | 0.72833 | 0.82179 | 0.39737 | 0.28225 | 0.25696 | 0.21914 | 0.20879 | 0.19268 | 0.26228 | 0.96264 | 0.49076 | 0.39588 | 0.23817 | 0.23866 | 0.24711 | 0.20314
2017-01-16 | 4:00 | N | 3.5 | 5 | 22 | 0.47 | 4:00 | 185 | 205 | 2985 | 1717 | 647.5 | 1025 | 65670 | 806.99 | 68149.49 | 27792.97 | 2.452 | 2017-12-31 | 0.21149 | 0.2029 | 0.22153 | 0.22182 | 0.24073 | 0.28689 | 0.74439 | 0.53371 | 0.70262 | 0.43907 | 0.31242 | 0.28989 | 0.17195 | 0.15995 | 0.15915 | 0.1988 | 0.18257 | 0.60031 | 0.73853 | 0.26154 | 0.24817 | 0.19478 | 0.156 | 0.16091
2017-01-16 | 5:00 | N | 6.18 | 12 | 22 | 0.48 | 5:00 | 207 | 283 | 2985 | 1717 | 1279.26 | 3396 | 65670 | 824.16 | 71169.42 | 28492.42 | 2.4978
2017-01-16 | 6:00 | N | 15 | 22 | 12 | 0.5 | 6:00 | 327 | 438 | 2985 | 1717 | 4905 | 9636 | 35820 | 858.5 | 51219.5 | 30207.95 | 1.6956 | Average | 0.74648 | 0.67958 | 0.71547 | 0.71521 | 0.73377 | 1.0346 | 1.6141 | 0.98424 | 0.95351 | 0.97721 | 0.80542 | 0.78629 | 0.80671 | 0.97701 | 1.0617 | 1.3884 | 1.3742 | 1.1604 | 0.98447 | 0.74715 | 0.70517 | 0.67957 | 0.91012 | 0.89484
2017-01-16 | 7:00 | N | 3.5 | 32 | 22 | 2 | 7:00 | 249 | 556 | 2872 | 2219 | 871.5 | 17792 | 63184 | 4438 | 86285.5 | 32719.39 | 2.6371 | Max | 5.0872 | 5.5065 | 5.1072 | 5.207 | 5.2944 | 5.8614 | 13.2665 | 4.5757 | 4.396 | 3.2958 | 4.3759 | 5.4539 | 2.1045 | 3.4308 | 7.9043 | 13.28 | 10.8897 | 4.2661 | 3.8728 | 2.6201 | 3.0942 | 3.5165 | 6.6283 | 5.1533
2017-01-16 | 8:00 | N | 2.53 | 5 | 10.98 | 2 | 8:00 | 256 | 306 | 2872 | 2219 | 647.68 | 1530 | 31534.56 | 4438 | 38150.24 | 34347.93 | 1.1107 | Min | 0.098807 | 0.086638 | 0.093625 | 0.10205 | 0.10006 | 0.11416 | 0.13891 | 0.15411 | 0.16497 | 0.25925 | 0.2614 | 0.26699 | 0.17195 | 0.15995 | 0.15566 | 0.14255 | 0.18257 | 0.40935 | 0.32522 | 0.26154 | 0.21988 | 0.19478 | 0.156 | 0.10431
2017-01-16 | 9:00 | N | 2 | 3.58 | 10.44 | 2 | 9:00 | 156 | 343 | 2872 | 2219 | 312 | 1227.94 | 29983.68 | 4438 | 35961.62 | 35179.78 | 1.0222
2017-01-16 | 10:00 | N | 2 | 3.5 | 10.16 | 2 | 10:00 | 196 | 315 | 2872 | 2219 | 392 | 1102.5 | 29179.52 | 4438 | 35112.02 | 36167.29 | 0.97082
2017-01-16 | 11:00 | N | 3.5 | 3.1 | 10 | 1.82 | 11:00 | 226 | 326 | 2842 | 1635 | 791 | 1010.6 | 28420 | 2975.7 | 33197.3 | 36984.46 | 0.8976
2017-01-16 | 12:00 | N | 3.5 | 3 | 9.31 | 1.93 | 12:00 | 222 | 319 | 2842 | 1635 | 777 | 957 | 26459.02 | 3155.55 | 31348.57 | 37461.72 | 0.83682
2017-01-16 | 13:00 | N | 2 | 3 | 7 | 1.93 | 13:00 | 195 | 299 | 2842 | 1635 | 390 | 897 | 19894 | 3155.55 | 24336.55 | 37494.92 | 0.64906
2017-01-16 | 14:00 | N | 2 | 3 | 6.33 | 1.93 | 14:00 | 205 | 237 | 2842 | 1635 | 410 | 711 | 17989.86 | 3155.55 | 22266.41 | 37354.69 | 0.59608
2017-01-16 | 15:00 | N | 2 | 3 | 6.15 | 0.97 | 15:00 | 212 | 213 | 2842 | 1380 | 424 | 639 | 17478.3 | 1338.6 | 19879.9 | 37094.82 | 0.53592
2017-01-16 | 16:00 | N | 0.51 | 3 | 5.98 | 0.97 | 16:00 | 191 | 237 | 2842 | 1380 | 97.41 | 711 | 16995.16 | 1338.6 | 19142.17 | 36885.99 | 0.51896
2017-01-16 | 17:00 | N | 0.51 | 3 | 6.7 | 0.97 | 17:00 | 218 | 258 | 2842 | 1380 | 111.18 | 774 | 19041.4 | 1338.6 | 21265.18 | 36732.48 | 0.57892
2017-01-16 | 18:00 | N | 2.72 | 16.42 | 25 | 0.97 | 18:00 | 240 | 365 | 2842 | 1380 | 652.8 | 5993.3 | 71050 | 1338.6 | 79034.7 | 37341.85 | 2.1165
2017-01-16 | 19:00 | N | 3.5 | 16.25 | 25.12 | 0.97 | 19:00 | 320 | 214 | 2842 | 1426 | 1120 | 3477.5 | 71391.04 | 1383.22 | 77371.76 | 39165.62 | 1.9755
2017-01-16 | 20:00 | N | 3.01 | 5 | 15.52 | 0.97 | 20:00 | 322 | 178 | 2842 | 1426 | 969.22 | 890 | 44107.84 | 1383.22 | 47350.28 | 39014.87 | 1.2136
2017-01-16 | 21:00 | N | 3.01 | 3.5 | 8.31 | 0.97 | 21:00 | 337 | 173 | 2842 | 1426 | 1014.37 | 605.5 | 23617.02 | 1383.22 | 26620.11 | 38286.8 | 0.69528
2017-01-16 | 22:00 | N | 3.5 | 4 | 11.61 | 0.97 | 22:00 | 394 | 194 | 2842 | 1426 | 1379 | 776 | 32995.62 | 1383.22 | 36533.84 | 36767.91 | 0.99363
2017-01-16 | 23:00 | N | 6 | 3.5 | 10.34 | 0.01 | 23:00 | 389 | 265 | 2985 | 1111 | 2334 | 927.5 | 30864.9 | 11.11 | 34137.51 | 34385.36 | 0.99279
2017-01-16 | 24:00 | N | 4.45 | 4.88 | 20.01 | 0.01 | 24:00 | 362 | 243 | 2985 | 1111 | 1610.9 | 1185.84 | 59729.85 | 11.11 | 62537.7 | 31824.27 | 1.9651
2017-01-17 | 1:00 | N | 3.5 | 3 | 7 | 0.01 | 1:00 | 294 | 212 | 2985 | 1111 | 1029 | 636 | 20895 | 11.11 | 22571.11 | 30131.53 | 0.74909
2017-01-17 | 2:00 | N | 2.99 | 3 | 4.72 | 0.01 | 2:00 | 236 | 179 | 2985 | 1111 | 705.64 | 537 | 14089.2 | 11.11 | 15342.95 | 29304.61 | 0.52357
2017-01-17 | 3:00 | N | 1 | 3 | 5.85 | 0.47 | 3:00 | 201 | 205 | 2985 | 1717 | 201 | 615 | 17462.25 | 806.99 | 19085.24 | 28905.31 | 0.66027
2017-01-17 | 4:00 | N | 1 | 3 | 5.28 | 0.47 | 4:00 | 185 | 205 | 2985 | 1717 | 185 | 615 | 15760.8 | 806.99 | 17367.79 | 28987.89 | 0.59914
2017-01-17 | 5:00 | N | 2.99 | 3 | 6.01 | 0.47 | 5:00 | 207 | 283 | 2985 | 1717 | 618.93 | 849 | 17939.85 | 806.99 | 20214.77 | 29922.95 | 0.67556
2017-01-17 | 6:00 | N | 13 | 11.02 | 11.22 | 0.48 | 6:00 | 327 | 438 | 2985 | 1717 | 4251 | 4826.76 | 33491.7 | 824.16 | 43393.62 | 32292.77 | 1.3438
2017-01-17 | 7:00 | N | 5.2 | 25 | 20.01 | 3.89 | 7:00 | 249 | 556 | 2872 | 2219 | 1294.8 | 13900 | 57468.72 | 8631.91 | 81295.43 | 36419.37 | 2.2322
2017-01-17 | 8:00 | N | 2 | 3 | 6.22 | 4.42 | 8:00 | 256 | 306 | 2872 | 2219 | 512 | 918 | 17863.84 | 9807.98 | 29101.82 | 38275.35 | 0.76033
2017-01-17 | 9:00 | N | 2 | 3.93 | 5.73 | 3.93 | 9:00 | 156 | 343 | 2872 | 2219 | 312 | 1347.99 | 16456.56 | 8720.67 | 26837.22 | 38025.46 | 0.70577
2017-01-17 | 10:00 | N | 2 | 3 | 5.41 | 3 | 10:00 | 196 | 315 | 2872 | 2219 | 392 | 945 | 15537.52 | 6657 | 23531.52 | 38155.31 | 0.61673
2017-01-17 | 11:00 | N | 3.5 | 3 | 5 | 2.4 | 11:00 | 226 | 326 | 2842 | 1635 | 791 | 978 | 14210 | 3924 | 19903 | 38310.55 | 0.51952
2017-01-17 | 12:00 | N | 3.5 | 3 | 4.8 | 2.06 | 12:00 | 222 | 319 | 2842 | 1635 | 777 | 957 | 13641.6 | 3368.1 | 18743.7 | 38431.26 | 0.48772
2017-01-17 | 13:00 | N | 2 | 3 | 4.88 | 2.32 | 13:00 | 195 | 299 | 2842 | 1635 | 390 | 897 | 13868.96 | 3793.2 | 18949.16 | 38289.99 | 0.49489
2017-01-17 | 14:00 | N | 2 | 3 | 4.45 | 2 | 14:00 | 205 | 237 | 2842 | 1635 | 410 | 711 | 12646.9 | 3270 | 17037.9 | 38243.85 | 0.44551
2017-01-17 | 15:00 | N | 2 | 3 | 4.68 | 1 | 15:00 | 212 | 213 | 2842 | 1380 | 424 | 639 | 13300.56 | 1380 | 15743.56 | 38066.7 | 0.41358
2017-01-17 | 16:00 | N | 1.34 | 2.39 | 4.68 | 1.22 | 16:00 | 191 | 237 | 2842 | 1380 | 255.94 | 566.43 | 13300.56 | 1683.6 | 15806.53 | 38013.04 | 0.41582
2017-01-17 | 17:00 | N | 1 | 3 | 5.37 | 1.22 | 17:00 | 218 | 258 | 2842 | 1380 | 218 | 774 | 15261.54 | 1683.6 | 17937.14 | 38472.27 | 0.46624
2017-01-17 | 18:00 | N | 2.54 | 22.22 | 25 | 1.93 | 18:00 | 240 | 365 | 2842 | 1380 | 609.6 | 8110.3 | 71050 | 2663.4 | 82433.3 | 39980.8 | 2.0618
2017-01-17 | 19:00 | N | 3.5 | 21.41 | 26.34 | 3.93 | 19:00 | 320 | 214 | 2842 | 1426 | 1120 | 4581.74 | 74858.28 | 5604.18 | 86164.2 | 41506.08 | 2.0759
2017-01-17 | 20:00 | N | 2 | 8.07 | 13.63 | 1.22 | 20:00 | 322 | 178 | 2842 | 1426 | 644 | 1436.46 | 38736.46 | 1739.72 | 42556.64 | 41201.9 | 1.0329
2017-01-17 | 21:00 | N | 3.37 | 6.22 | 10.63 | 0.93 | 21:00 | 337 | 173 | 2842 | 1426 | 1135.69 | 1076.06 | 30210.46 | 1326.18 | 33748.39 | 40480.74 | 0.83369
2017-01-17 | 22:00 | N | 3.5 | 3 | 6.26 | 0.93 | 22:00 | 394 | 194 | 2842 | 1426 | 1379 | 582 | 17790.92 | 1326.18 | 21078.1 | 38803.5 | 0.5432
2017-01-17 | 23:00 | N | 6 | 8.19 | 15 | 0.01 | 23:00 | 389 | 265 | 2985 | 1111 | 2334 | 2170.35 | 44775 | 11.11 | 49290.46 | 36158.38 | 1.3632
2017-01-17 | 24:00 | N | 3.5 | 2 | 17.71 | 0.01 | 24:00 | 362 | 243 | 2985 | 1111 | 1267 | 486 | 52864.35 | 11.11 | 54628.46 | 33675.46 | 1.6222
2017-01-18 | 1:00 | N | 2.84 | 2.95 | 4 | 0.01 | 1:00 | 294 | 212 | 2985 | 1111 | 834.96 | 625.4 | 11940 | 11.11 | 13411.47 | 31943.33 | 0.41985
2017-01-18 | 2:00 | N | 2.61 | 2.95 | 4 | 0.01 | 2:00 | 236 | 179 | 2985 | 1111 | 615.96 | 528.05 | 11940 | 11.11 | 13095.12 | 31127.03 | 0.4207
2017-01-18 | 3:00 | N | 2 | 2.95 | 3.51 | 0.3 | 3:00 | 201 | 205 | 2985 | 1717 | 402 | 604.75 | 10477.35 | 515.1 | 11999.2 | 30717.8 | 0.39063
2017-01-18 | 4:00 | N | 2 | 2.95 | 4 | 0.3 | 4:00 | 185 | 205 | 2985 | 1717 | 370 | 604.75 | 11940 | 515.1 | 13429.85 | 30700.23 | 0.43745
2017-01-18 | 5:00 | N | 2.99 | 4.75 | 4.75 | 0.46 | 5:00 | 207 | 283 | 2985 | 1717 | 618.93 | 1344.25 | 14178.75 | 789.82 | 16931.75 | 31433.01 | 0.53866
2017-01-18 | 6:00 | N | 5 | 10 | 9.75 | 0.46 | 6:00 | 327 | 438 | 2985 | 1717 | 1635 | 4380 | 29103.75 | 789.82 | 35908.57 | 33838.49 | 1.0612
2017-01-18 | 7:00 | N | 3.5 | 37.23 | 37.23 | 8.96 | 7:00 | 249 | 556 | 2872 | 2219 | 871.5 | 20699.88 | 106924.56 | 19882.24 | 148378.18 | 37619.74 | 3.9442
2017-01-18 | 8:00 | N | 2.11 | 5.99 | 9.24 | 5.79 | 8:00 | 256 | 306 | 2872 | 2219 | 540.16 | 1832.94 | 26537.28 | 12848.01 | 41758.39 | 39092.17 | 1.0682
2017-01-18 | 9:00 | N | 2.11 | 5.81 | 12.24 | 5.21 | 9:00 | 156 | 343 | 2872 | 2219 | 329.16 | 1992.83 | 35153.28 | 11560.99 | 49036.26 | 38856.21 | 1.262
2017-01-18 | 10:00 | N | 2 | 5.19 | 9.26 | 4.41 | 10:00 | 196 | 315 | 2872 | 2219 | 392 | 1634.85 | 26594.72 | 9785.79 | 38407.36 | 38889.33 | 0.98761
2017-01-18 | 11:00 | N | 3.25 | 6.68 | 7.67 | 6.09 | 11:00 | 226 | 326 | 2842 | 1635 | 734.5 | 2177.68 | 21798.14 | 9957.15 | 34667.47 | 39132.17 | 0.88591
2017-01-18 | 12:00 | N | 3.46 | 3.91 | 6.5 | 2.91 | 12:00 | 222 | 319 | 2842 | 1635 | 768.12 | 1247.29 | 18473 | 4757.85 | 25246.26 | 39085.32 | 0.64593
2017-01-18 | 13:00 | N | 2.11 | 3.65 | 6.5 | 2.65 | 13:00 | 195 | 299 | 2842 | 1635 | 411.45 | 1091.35 | 18473 | 4332.75 | 24308.55 | 38742.31 | 0.62744
2017-01-18 | 14:00 | N | 2.11 | 3 | 6.39 | 2 | 14:00 | 205 | 237 | 2842 | 1635 | 432.55 | 711 | 18160.38 | 3270 | 22573.93 | 38267.07 | 0.5899
2017-01-18 | 15:00 | N | 2.11 | 2.95 | 5.34 | 0.97 | 15:00 | 212 | 213 | 2842 | 1380 | 447.32 | 628.35 | 15176.28 | 1338.6 | 17590.55 | 37674.81 | 0.4669
2017-01-18 | 16:00 | N | 1.05 | 2.95 | 4.78 | 0.97 | 16:00 | 191 | 237 | 2842 | 1380 | 200.55 | 699.15 | 13584.76 | 1338.6 | 15823.06 | 37310.94 | 0.42409
2017-01-18 | 17:00 | N | 1.01 | 2.95 | 4.61 | 0.97 | 17:00 | 218 | 258 | 2842 | 1380 | 220.18 | 761.1 | 13101.62 | 1338.6 | 15421.5 | 37410.22 | 0.41223
2017-01-18 | 18:00 | N | 2.61 | 23.86 | 25 | 0.97 | 18:00 | 240 | 365 | 2842 | 1380 | 626.4 | 8708.9 | 71050 | 1338.6 | 81723.9 | 38406.22 | 2.1279
2017-01-18 | 19:00 | N | 3.5 | 7.64 | 25 | 0.97 | 19:00 | 320 | 214 | 2842 | 1426 | 1120 | 1634.96 | 71050 | 1383.22 | 75188.18 | 39983.42 | 1.8805
2017-01-18 | 20:00 | N | 2.61 | 5 | 22.73 | 0.97 | 20:00 | 322 | 178 | 2842 | 1426 | 840.42 | 890 | 64598.66 | 1383.22 | 67712.3 | 39606.83 | 1.7096
2017-01-18 | 21:00 | N | 3.24 | 5 | 15 | 0.91 | 21:00 | 337 | 173 | 2842 | 1426 | 1091.88 | 865 | 42630 | 1297.66 | 45884.54 | 38851.7 | 1.181
2017-01-18 | 22:00 | N | 4.8 | 8.09 | 21.78 | 0.91 | 22:00 | 394 | 194 | 2842 | 1426 | 1891.2 | 1569.46 | 61898.76 | 1297.66 | 66657.08 | 37242.45 | 1.7898
2017-01-18 | 23:00 | N | 10.03 | 19.7 | 25 | 0.01 | 23:00 | 389 | 265 | 2985 | 1111 | 3901.67 | 5220.5 | 74625 | 11.11 | 83758.28 | 34757.25 | 2.4098
2017-01-18 | 24:00 | N | 6 | 6.7 | 30.83 | 0.01 | 24:00 | 362 | 243 | 2985 | 1111 | 2172 | 1628.1 | 92027.55 | 11.11 | 95838.76 | 32178.15 | 2.9784
2017-01-19 | 1:00 | N | 3.5 | 5 | 10.75 | 0.01 | 1:00 | 294 | 212 | 2985 | 1111 | 1029 | 1060 | 32088.75 | 11.11 | 34188.86 | 30509.02 | 1.1206
2017-01-19 | 2:00 | N | 2.5 | 4.61 | 10.75 | 0.01 | 2:00 | 236 | 179 | 2985 | 1111 | 590 | 825.19 | 32088.75 | 11.11 | 33515.05 | 29730.6 | 1.1273
2017-01-19 | 3:00 | N | 1.5 | 4.61 | 10.75 | 0.25 | 3:00 | 201 | 205 | 2985 | 1717 | 301.5 | 945.05 | 32088.75 | 429.25 | 33764.55 | 29321.77 | 1.1515
2017-01-19 | 4:00 | N | 1.5 | 5 | 10.75 | 0.25 | 4:00 | 185 | 205 | 2985 | 1717 | 277.5 | 1025 | 32088.75 | 429.25 | 33820.5 | 29421.26 | 1.1495
2017-01-19 | 5:00 | N | 3.5 | 5 | 10.75 | 0.25 | 5:00 | 207 | 283 | 2985 | 1717 | 724.5 | 1415 | 32088.75 | 429.25 | 34657.5 | 30100.74 | 1.1514
2017-01-19 | 6:00 | N | 7.94 | 14.21 | 15 | 0.25 | 6:00 | 327 | 438 | 2985 | 1717 | 2596.38 | 6223.98 | 44775 | 429.25 | 54024.61 | 32550.1 | 1.6597
2017-01-19 | 7:00 | N | 3.46 | 32 | 32 | 0.71 | 7:00 | 249 | 556 | 2872 | 2219 | 861.54 | 17792 | 91904 | 1575.49 | 112133.03 | 36451.35 | 3.0762
2017-01-19 | 8:00 | N | 2.5 | 5 | 22 | 0.71 | 8:00 | 256 | 306 | 2872 | 2219 | 640 | 1530 | 63184 | 1575.49 | 66929.49 | 38112.59 | 1.7561
2017-01-19 | 9:00 | N | 2 | 4.61 | 23.82 | 0.7 | 9:00 | 156 | 343 | 2872 | 2219 | 312 | 1581.23 | 68411.04 | 1553.3 | 71857.57 | 37757.88 | 1.9031
2017-01-19 | 10:00 | N | 2 | 3.75 | 15.17 | 0.7 | 10:00 | 196 | 315 | 2872 | 2219 | 392 | 1181.25 | 43568.24 | 1553.3 | 46694.79 | 37744.12 | 1.2371
2017-01-19 | 11:00 | N | 3.01 | 3.1 | 17.17 | 0.65 | 11:00 | 226 | 326 | 2842 | 1635 | 680.26 | 1010.6 | 48797.14 | 1062.75 | 51550.75 | 37604.17 | 1.3709
2017-01-19 | 12:00 | N | 3.01 | 3 | 16.99 | 0.65 | 12:00 | 222 | 319 | 2842 | 1635 | 668.22 | 957 | 48285.58 | 1062.75 | 50973.55 | 36892.47 | 1.3817
2017-01-19 | 13:00 | N | 2.5 | 3 | 20.41 | 0.65 | 13:00 | 195 | 299 | 2842 | 1635 | 487.5 | 897 | 58005.22 | 1062.75 | 60452.47 | 36001.25 | 1.6792
2017-01-19 | 14:00 | N | 2.5 | 3 | 20.38 | 0.65 | 14:00 | 205 | 237 | 2842 | 1635 | 512.5 | 711 | 57919.96 | 1062.75 | 60206.21 | 35515.56 | 1.6952
2017-01-19 | 15:00 | N | 2.5 | 3 | 23.47 | 0.5 | 15:00 | 212 | 213 | 2842 | 1380 | 530 | 639 | 66701.74 | 690 | 68560.74 | 34993.44 | 1.9592
2017-01-19 | 16:00 | N | 1.5 | 3 | 23.1 | 0.5 | 16:00 | 191 | 237 | 2842 | 1380 | 286.5 | 711 | 65650.2 | 690 | 67337.7 | 34695.68 | 1.9408
2017-01-19 | 17:00 | N | 1 | 3 | 22.68 | 0.5 | 17:00 | 218 | 258 | 2842 | 1380 | 218 | 774 | 64456.56 | 690 | 66138.56 | 34705.41 | 1.9057
2017-01-19 | 18:00 | N | 2.16 | 24.81 | 25.01 | 0.5 | 18:00 | 240 | 365 | 2842 | 1380 | 518.4 | 9055.65 | 71078.42 | 690 | 81342.47 | 35264.37 | 2.3066
2017-01-19 | 19:00 | N | 2.5 | 13.04 | 21.84 | 0.5 | 19:00 | 320 | 214 | 2842 | 1426 | 800 | 2790.56 | 62069.28 | 713 | 66372.84 | 37170.55 | 1.7856
2017-01-19 | 20:00 | N | 2.5 | 5 | 20.81 | 0.5 | 20:00 | 322 | 178 | 2842 | 1426 | 805 | 890 | 59142.02 | 713 | 61550.02 | 37372.28 | 1.6469
2017-01-19 | 21:00 | N | 2.5 | 5 | 16.09 | 0.5 | 21:00 | 337 | 173 | 2842 | 1426 | 842.5 | 865 | 45727.78 | 713 | 48148.28 | 36900.66 | 1.3048
2017-01-19 | 22:00 | N | 2.5 | 5.8 | 26 | 0.5 | 22:00 | 394 | 194 | 2842 | 1426 | 985 | 1125.2 | 73892 | 713 | 76715.2 | 35513.02 | 2.1602
2017-01-19 | 23:00 | N | 7.33 | 8 | 40 | 0.01 | 23:00 | 389 | 265 | 2985 | 1111 | 2851.37 | 2120 | 119400 | 11.11 | 124382.48 | 33300.23 | 3.7352
2017-01-19 | 24:00 | N | 9.22 | 2.61 | 17.48 | 0.01 | 24:00 | 362 | 243 | 2985 | 1111 | 3337.64 | 634.23 | 52177.8 | 11.11 | 56160.78 | 31038.93 | 1.8094
2017-01-20 | 1:00 | N | 11.5 | 4.61 | 12.5 | 0.01 | 1:00 | 294 | 212 | 2985 | 1111 | 3381 | 977.32 | 37312.5 | 11.11 | 41681.93 | 29574.28 | 1.4094
2017-01-20 | 2:00 | N | 12 | 3 | 12.5 | 0.01 | 2:00 | 236 | 179 | 2985 | 1111 | 2832 | 537 | 37312.5 | 11.11 | 40692.61 | 28904.08 | 1.4079
2017-01-20 | 3:00 | N | 12 | 3 | 12.5 | 0.25 | 3:00 | 201 | 205 | 2985 | 1717 | 2412 | 615 | 37312.5 | 429.25 | 40768.75 | 28631.18 | 1.4239
2017-01-20 | 4:00 | N | 12 | 4.35 | 12.5 | 0.25 | 4:00 | 185 | 205 | 2985 | 1717 | 2220 | 891.75 | 37312.5 | 429.25 | 40853.5 | 28650 | 1.426
2017-01-20 | 5:00 | N | 9.36 | 8 | 12.5 | 0.25 | 5:00 | 207 | 283 | 2985 | 1717 | 1937.52 | 2264 | 37312.5 | 429.25 | 41943.27 | 29563.75 | 1.4187
2017-01-20 | 6:00 | N | 10 | 15.5 | 15.5 | 0.25 | 6:00 | 327 | 438 | 2985 | 1717 | 3270 | 6789 | 46267.5 | 429.25 | 56755.75 | 31889.08 | 1.7798
2017-01-20 | 7:00 | N | 15.36 | 32 | 32 | 0.66 | 7:00 | 249 | 556 | 2872 | 2219 | 3824.64 | 17792 | 91904 | 1464.54 | 114985.18 | 35659.75 | 3.2245
2017-01-20 | 8:00 | N | 3.5 | 5 | 19 | 0.66 | 8:00 | 256 | 306 | 2872 | 2219 | 896 | 1530 | 54568 | 1464.54 | 58458.54 | 37224.54 | 1.5704
2017-01-20 | 9:00 | N | 3.11 | 5.81 | 19 | 0.66 | 9:00 | 156 | 343 | 2872 | 2219 | 485.16 | 1992.83 | 54568 | 1464.54 | 58510.53 | 36751.85 | 1.592
2017-01-20 | 10:00 | N | 3.01 | 5.89 | 19 | 0.66 | 10:00 | 196 | 315 | 2872 | 2219 | 589.96 | 1855.35 | 54568 | 1464.54 | 58477.85 | 36573.54 | 1.5989
2017-01-20 | 11:00 | N | 3.5 | 3.1 | 19 | 0.6 | 11:00 | 226 | 326 | 2842 | 1635 | 791 | 1010.6 | 53998 | 981 | 56780.6 | 36259.57 | 1.5659
2017-01-20 | 12:00 | N | 3.5 | 3 | 19 | 0.6 | 12:00 | 222 | 319 | 2842 | 1635 | 777 | 957 | 53998 | 981 | 56713 | 35962.21 | 1.577
2017-01-20 | 13:00 | N | 3.46 | 3 | 15.01 | 0.6 | 13:00 | 195 | 299 | 2842 | 1635 | 674.7 | 897 | 42658.42 | 981 | 45211.12 | 35997.45 | 1.256
2017-01-20 | 14:00 | N | 3.46 | 4.1 | 19.29 | 0.65 | 14:00 | 205 | 237 | 2842 | 1635 | 709.3 | 971.7 | 54822.18 | 1062.75 | 57565.93 | 36106.12 | 1.5944
2017-01-20 | 15:00 | N | 3.5 | 5 | 19 | 0.5 | 15:00 | 212 | 213 | 2842 | 1380 | 742 | 1065 | 53998 | 690 | 56495 | 35961.66 | 1.571
2017-01-20 | 16:00 | N | 2 | 3.41 | 19 | 0.5 | 16:00 | 191 | 237 | 2842 | 1380 | 382 | 808.17 | 53998 | 690 | 55878.17 | 35634.84 | 1.5681
2017-01-20 | 17:00 | N | 0.71 | 4.7 | 15.01 | 0.5 | 17:00 | 218 | 258 | 2842 | 1380 | 154.78 | 1212.6 | 42658.42 | 690 | 44715.8 | 35433.11 | 1.262
2017-01-20 | 18:00 | N | 3.5 | 28.8 | 29 | 0.5 | 18:00 | 240 | 365 | 2842 | 1380 | 840 | 10512 | 82418 | 690 | 94460 | 35528.09 | 2.6587
2017-01-20 | 19:00 | N | 5.85 | 17.18 | 24 | 0.5 | 19:00 | 320 | 214 | 2842 | 1426 | 1872 | 3676.52 | 68208 | 713 | 74469.52 | 36305.18 | 2.0512
2017-01-20 | 20:00 | N | 3.5 | 5 | 19 | 0.5 | 20:00 | 322 | 178 | 2842 | 1426 | 1127 | 890 | 53998 | 713 | 56728 | 35819.79 | 1.5837
2017-01-20 | 21:00 | N | 3.5 | 5 | 17 | 0.5 | 21:00 | 337 | 173 | 2842 | 1426 | 1179.5 | 865 | 48314 | 713 | 51071.5 | 35013.85 | 1.4586
2017-01-20 | 22:00 | N | 4.8 | 4.61 | 17.39 | 0.5 | 22:00 | 394 | 194 | 2842 | 1426 | 1891.2 | 894.34 | 49422.38 | 713 | 52920.92 | 33978.54 | 1.5575
2017-01-20 | 23:00 | N | 37.5 | 22 | 28 | 0.01 | 23:00 | 389 | 265 | 2985 | 1111 | 14587.5 | 5830 | 83580 | 11.11 | 104008.61 | 32404.79 | 3.2097
2017-01-20 | 24:00 | N | 25 | 5.1 | 26 | 0.01 | 24:00 | 362 | 243 | 2985 | 1111 | 9050 | 1239.3 | 77610 | 11.11 | 87910.41 | 30592.99 | 2.8735
2017-01-21 | 1:00 | N | 12 | 8 | 35 | 0.01 | 1:00 | 294 | 212 | 2985 | 1111 | 3528 | 1696 | 104475 | 11.11 | 109710.11 | 29059.66 | 3.7753
2017-01-21 | 2:00 | N | 12 | 5 | 35 | 0.01 | 2:00 | 236 | 179 | 2985 | 1111 | 2832 | 895 | 104475 | 11.11 | 108213.11 | 28210.15 | 3.836
2017-01-21 | 3:00 | N | 11.36 | 6 | 24 | 0.25 | 3:00 | 201 | 205 | 2985 | 1717 | 2283.36 | 1230 | 71640 | 429.25 | 75582.61 | 27782.88 | 2.7205
2017-01-21 | 4:00 | N | 11.7 | 8 | 24 | 0.25 | 4:00 | 185 | 205 | 2985 | 1717 | 2164.5 | 1640 | 71640 | 429.25 | 75873.75 | 27632.14 | 2.7459
2017-01-21 | 5:00 | N | 12 | 9.26 | 24 | 0.25 | 5:00 | 207 | 283 | 2985 | 1717 | 2484 | 2620.58 | 71640 | 429.25 | 77173.83 | 27914.29 | 2.7647
2017-01-21 | 6:00 | N | 45 | 33.09 | 36 | 0.25 | 6:00 | 327 | 438 | 2985 | 1717 | 14715 | 14493.42 | 107460 | 429.25 | 137097.67 | 28798.71 | 4.7605
2017-01-21 | 7:00 | N | 44.34 | 38 | 38 | 0.5 | 7:00 | 249 | 556 | 2872 | 2219 | 11040.66 | 21128 | 109136 | 1109.5 | 142414.16 | 30131.15 | 4.7265
2017-01-21 | 8:00 | N | 12.84 | 5 | 25.01 | 0.51 | 8:00 | 256 | 306 | 2872 | 2219 | 3287.04 | 1530 | 71828.72 | 1131.69 | 77777.45 | 31489.07 | 2.47
2017-01-21 | 9:00 | N | 5.07 | 4 | 22 | 0.51 | 9:00 | 156 | 343 | 2872 | 2219 | 790.92 | 1372 | 63184 | 1131.69 | 66478.61 | 32723.69 | 2.0315
2017-01-21 | 10:00 | N | 3.64 | 3.1 | 22 | 0.6 | 10:00 | 196 | 315 | 2872 | 2219 | 713.44 | 976.5 | 63184 | 1331.4 | 66205.34 | 33819.16 | 1.9576
2017-01-21 | 11:00 | N | 12.59 | 3.1 | 22 | 0.5 | 11:00 | 226 | 326 | 2842 | 1635 | 2845.34 | 1010.6 | 62524 | 817.5 | 67197.44 | 34701.21 | 1.9365
2017-01-21 | 12:00 | N | 12.58 | 3 | 25.01 | 0.5 | 12:00 | 222 | 319 | 2842 | 1635 | 2792.76 | 957 | 71078.42 | 817.5 | 75645.68 | 34955.44 | 2.1641
2017-01-21 | 13:00 | N | 10 | 3 | 23 | 0.5 | 13:00 | 195 | 299 | 2842 | 1635 | 1950 | 897 | 65366 | 817.5 | 69030.5 | 34849.13 | 1.9808
2017-01-21 | 14:00 | N | 4.89 | 3 | 23 | 0.5 | 14:00 | 205 | 237 | 2842 | 1635 | 1002.45 | 711 | 65366 | 817.5 | 67896.95 | 34894.64 | 1.9458
2017-01-21 | 15:00 | N | 5.04 | 3 | 23 | 0.5 | 15:00 | 212 | 213 | 2842 | 1380 | 1068.48 | 639 | 65366 | 690 | 67763.48 | 34999.99 | 1.9361
2017-01-21 | 16:00 | N | 3.46 | 3 | 20.01 | 0.5 | 16:00 | 191 | 237 | 2842 | 1380 | 660.86 | 711 | 56868.42 | 690 | 58930.28 | 35057.66 | 1.681
2017-01-21 | 17:00 | N | 3.01 | 3 | 19.69 | 0.5 | 17:00 | 218 | 258 | 2842 | 1380 | 656.18 | 774 | 55958.98 | 690 | 58079.16 | 34958.92 | 1.6614
2017-01-21 | 18:00 | N | 16.33 | 27 | 27.55 | 0.5 | 18:00 | 240 | 365 | 2842 | 1380 | 3919.2 | 9855 | 78297.1 | 690 | 92761.3 | 35170.45 | 2.6375
2017-01-21 | 19:00 | N | 19.8 | 17.07 | 23 | 0.5 | 19:00 | 320 | 214 | 2842 | 1426 | 6336 | 3652.98 | 65366 | 713 | 76067.98 | 36030.94 | 2.1112
2017-01-21 | 20:00 | N | 10 | 5 | 31 | 0.5 | 20:00 | 322 | 178 | 2842 | 1426 | 3220 | 890 | 88102 | 713 | 92925 | 35466.78 | 2.6201
2017-01-21 | 21:00 | N | 14.76 | 5 | 26 | 0.5 | 21:00 | 337 | 173 | 2842 | 1426 | 4974.12 | 865 | 73892 | 713 | 80444.12 | 34679.06 | 2.3197
2017-01-21 | 22:00 | N | 12.26 | 4.61 | 31 | 0.5 | 22:00 | 394 | 194 | 2842 | 1426 | 4830.44 | 894.34 | 88102 | 713 | 94539.78 | 33667.32 | 2.8081
2017-01-21 | 23:00 | N | 45 | 22 | 31 | 0.01 | 23:00 | 389 | 265 | 2985 | 1111 | 17505 | 5830 | 92535 | 11.11 | 115881.11 | 32259.99 | 3.5921
2017-01-21 | 24:00 | N | 25.38 | 5.81 | 31 | 0.01 | 24:00 | 362 | 243 | 2985 | 1111 | 9187.56 | 1411.83 | 92535 | 11.11 | 103145.5 | 30456 | 3.3867
2017-01-22 | 1:00 | N | 20.5 | 8 | 40 | 0.01 | 1:00 | 294 | 212 | 2985 | 1111 | 6027 | 1696 | 119400 | 11.11 | 127134.11 | 28941.02 | 4.3929
2017-01-22 | 2:00 | N | 21.6 | 7.01 | 40 | 0.01 | 2:00 | 236 | 179 | 2985 | 1111 | 5097.6 | 1254.79 | 119400 | 11.11 | 125763.5 | 27917.65 | 4.5048
2017-01-22 | 3:00 | N | 13.43 | 8 | 32 | 0.25 | 3:00 | 201 | 205 | 2985 | 1717 | 2699.43 | 1640 | 95520 | 429.25 | 100288.68 | 27351.53 | 3.6667
2017-01-22 | 4:00 | N | 12.92 | 8 | 32 | 0.25 | 4:00 | 185 | 205 | 2985 | 1717 | 2390.2 | 1640 | 95520 | 429.25 | 99979.45 | 27187.35 | 3.6774
2017-01-22 | 5:00 | N | 28.59 | 12 | 32 | 0.25 | 5:00 | 207 | 283 | 2985 | 1717 | 5918.13 | 3396 | 95520 | 429.25 | 105263.38 | 27362.85 | 3.8469
2017-01-22 | 6:00 | N | 80.83 | 36 | 34 | 0.25 | 6:00 | 327 | 438 | 2985 | 1717 | 26431.41 | 15768 | 101490 | 429.25 | 144118.66 | 28003.63 | 5.1464
2017-01-22 | 7:00 | N | 55.34 | 50 | 38 | 0.5 | 7:00 | 249 | 556 | 2872 | 2219 | 13779.66 | 27800 | 109136 | 1109.5 | 151825.16 | 29183.28 | 5.2025
2017-01-22 | 8:00 | N | 40 | 5 | 30 | 0.5 | 8:00 | 256 | 306 | 2872 | 2219 | 10240 | 1530 | 86160 | 1109.5 | 99039.5 | 30333.85 | 3.265
2017-01-22 | 9:00 | N | 25.62 | 5.81 | 30 | 0.58 | 9:00 | 156 | 343 | 2872 | 2219 | 3996.72 | 1992.83 | 86160 | 1287.02 | 93436.57 | 31750.08 | 2.9429
2017-01-22 | 10:00 | N | 14.37 | 5.81 | 30 | 0.61 | 10:00 | 196 | 315 | 2872 | 2219 | 2816.52 | 1830.15 | 86160 | 1353.59 | 92160.26 | 32857.35 | 2.8049
2017-01-22 | 11:00 | N | 40 | 3.74 | 30 | 0.5 | 11:00 | 226 | 326 | 2842 | 1635 | 9040 | 1219.24 | 85260 | 817.5 | 96336.74 | 33256.75 | 2.8968
2017-01-22 | 12:00 | N | 40 | 3 | 20.47 | 0.5 | 12:00 | 222 | 319 | 2842 | 1635 | 8880 | 957 | 58175.74 | 817.5 | 68830.24 | 33452.06 | 2.0576
2017-01-22 | 13:00 | N | 26.98 | 3 | 15.01 | 0.5 | 13:00 | 195 | 299 | 2842 | 1635 | 5261.1 | 897 | 42658.42 | 817.5 | 49634.02 | 33527.09 | 1.4804
2017-01-22 | 14:00 | N | 23.58 | 3 | 15.8 | 0.5 | 14:00 | 205 | 237 | 2842 | 1635 | 4833.9 | 711 | 44903.6 | 817.5 | 51266 | 33181.16 | 1.545
2017-01-22 | 15:00 | N | 10.48 | 3 | 21.66 | 0.5 | 15:00 | 212 | 213 | 2842 | 1380 | 2221.76 | 639 | 61557.72 | 690 | 65108.48 | 32599.33 | 1.9972
2017-01-22 | 16:00 | N | 3.79 | 3 | 15.01 | 0.5 | 16:00 | 191 | 237 | 2842 | 1380 | 723.89 | 711 | 42658.42 | 690 | 44783.31 | 32256.63 | 1.3883
2017-01-22 | 17:00 | N | 3.46 | 3 | 15.01 | 0.5 | 17:00 | 218 | 258 | 2842 | 1380 | 754.28 | 774 | 42658.42 | 690 | 44876.7 | 32241.14 | 1.3919
2017-01-22 | 18:00 | N | 7.4 | 23.63 | 24.18 | 0.5 | 18:00 | 240 | 365 | 2842 | 1380 | 1776 | 8624.95 | 68719.56 | 690 | 79810.51 | 33064.08 | 2.4138
2017-01-22 | 19:00 | N | 13.93 | 19.77 | 27.6 | 0.5 | 19:00 | 320 | 214 | 2842 | 1426 | 4457.6 | 4230.78 | 78439.2 | 713 | 87840.58 | 35426.84 | 2.4795
2017-01-22 | 20:00 | N | 4.28 | 6.59 | 11.71 | 0.5 | 20:00 | 322 | 178 | 2842 | 1426 | 1378.16 | 1173.02 | 33279.82 | 713 | 36544 | 35906.85 | 1.0177
2017-01-22 | 21:00 | N | 10 | 5 | 11.01 | 0.5 | 21:00 | 337 | 173 | 2842 | 1426 | 3370 | 865 | 31290.42 | 713 | 36238.42 | 35475.13 | 1.0215
2017-01-22 | 22:00 | N | 40 | 5.53 | 11.01 | 0.5 | 22:00 | 394 | 194 | 2842 | 1426 | 15760 | 1072.82 | 31290.42 | 713 | 48836.24 | 34348.11 | 1.4218
2017-01-22 | 23:00 | N | 22 | 5 | 11.01 | 0.01 | 23:00 | 389 | 265 | 2985 | 1111 | 8558 | 1325 | 32864.85 | 11.11 | 42758.96 | 32361.37 | 1.3213
2017-01-22 | 24:00 | N | 6 | 5.79 | 15 | 0.01 | 24:00 | 362 | 243 | 2985 | 1111 | 2172 | 1406.97 | 44775 | 11.11 | 48365.08 | 30348.04 | 1.5937
2017-01-23 | 1:00 | N | 4.24 | 7.01 | 8.81 | 0.01 | 1:00 | 294 | 212 | 2985 | 1111 | 1246.56 | 1486.12 | 26297.85 | 11.11 | 29041.64 | 29078.5 | 0.99873
2017-01-23 | 2:00 | N | 3.5 | 2.61 | 6.8 | 0.01 | 2:00 | 236 | 179 | 2985 | 1111 | 826 | 467.19 | 20298 | 11.11 | 21602.3 | 28555.22 | 0.75651
2017-01-23 | 3:00 | N | 3.46 | 2.61 | 6.92 | 0.4 | 3:00 | 201 | 205 | 2985 | 1717 | 695.46 | 535.05 | 20656.2 | 686.8 | 22573.51 | 28562.8 | 0.79031
2017-01-23 | 4:00 | N | 3.46 | 3 | 6.51 | 0.3 | 4:00 | 185 | 205 | 2985 | 1717 | 640.1 | 615 | 19432.35 | 515.1 | 21202.55 | 29052.73 | 0.7298
2017-01-23 | 5:00 | N | 4.23 | 6.81 | 7.31 | 0.47 | 5:00 | 207 | 283 | 2985 | 1717 | 875.61 | 1927.23 | 21820.35 | 806.99 | 25430.18 | 30379.62 | 0.83708
2017-01-23 | 6:00 | N | 8 | 10.81 | 11.01 | 0.5 | 6:00 | 327 | 438 | 2985 | 1717 | 2616 | 4734.78 | 32864.85 | 858.5 | 41074.13 | 33411.85 | 1.2293
2017-01-23 | 7:00 | N | 24.31 | 33.02 | 33.22 | 3.6 | 7:00 | 249 | 556 | 2872 | 2219 | 6053.19 | 18359.12 | 95407.84 | 7988.4 | 127808.55 | 38105.11 | 3.3541
2017-01-23 | 8:00 | N | 7.91 | 15 | 26.05 | 3.6 | 8:00 | 256 | 306 | 2872 | 2219 | 2024.96 | 4590 | 74815.6 | 7988.4 | 89418.96 | 39795.88 | 2.2469
2017-01-23 | 9:00 | N | 3.5 | 5.81 | 12 | 2.6 | 9:00 | 156 | 343 | 2872 | 2219 | 546 | 1992.83 | 34464 | 5769.4 | 42772.23 | 38693.73 | 1.1054
2017-01-23 | 10:00 | N | 3.5 | 3.83 | 10 | 1.22 | 10:00 | 196 | 315 | 2872 | 2219 | 686 | 1206.45 | 28720 | 2707.18 | 33319.63 | 37426.58 | 0.89027
2017-01-23 | 11:00 | N | 8.6 | 3 | 15.01 | 0.97 | 11:00 | 226 | 326 | 2842 | 1635 | 1943.6 | 978 | 42658.42 | 1585.95 | 47165.97 | 36444.77 | 1.2942
2017-01-23 | 12:00 | N | 9.32 | 3 | 16 | 0.97 | 12:00 | 222 | 319 | 2842 | 1635 | 2069.04 | 957 | 45472 | 1585.95 | 50083.99 | 35575.58 | 1.4078
2017-01-23 | 13:00 | N | 4.86 | 3 | 16 | 0.97 | 13:00 | 195 | 299 | 2842 | 1635 | 947.7 | 897 | 45472 | 1585.95 | 48902.65 | 34956.56 | 1.399
2017-01-23 | 14:00 | N | 5.41 | 3 | 20.54 | 0.97 | 14:00 | 205 | 237 | 2842 | 1635 | 1109.05 | 711 | 58374.68 | 1585.95 | 61780.68 | 34752.16 | 1.7778
2017-01-23 | 15:00 | N | 5.05 | 3 | 16 | 0.5 | 15:00 | 212 | 213 | 2842 | 1380 | 1070.6 | 639 | 45472 | 690 | 47871.6 | 34536.67 | 1.3861
2017-01-23 | 16:00 | N | 3.5 | 3 | 15.01 | 0.5 | 16:00 | 191 | 237 | 2842 | 1380 | 668.5 | 711 | 42658.42 | 690 | 44727.92 | 34462.08 | 1.2979
2017-01-23 | 17:00 | N | 3.5 | 3 | 15.06 | 0.5 | 17:00 | 218 | 258 | 2842 | 1380 | 763 | 774 | 42800.52 | 690 | 45027.52 | 34597.38 | 1.3015
2017-01-23 | 18:00 | N | 7.29 | 24.33 | 26.68 | 0.5 | 18:00 | 240 | 365 | 2842 | 1380 | 1749.6 | 8880.45 | 75824.56 | 690 | 87144.61 | 34888.39 | 2.4978
2017-01-23 | 19:00 | N | 9.94 | 8.5 | 21.13 | 0.5 | 19:00 | 320 | 214 | 2842 | 1426 | 3180.8 | 1819 | 60051.46 | 713 | 65764.26 | 36780.08 | 1.788
2017-01-23 | 20:00 | N | 5.35 | 5 | 20 | 0.5 | 20:00 | 322 | 178 | 2842 | 1426 | 1722.7 | 890 | 56840 | 713 | 60165.7 | 37105.17 | 1.6215
2017-01-23 | 21:00 | N | 3.98 | 5 | 16.35 | 0.5 | 21:00 | 337 | 173 | 2842 | 1426 | 1341.26 | 865 | 46466.7 | 713 | 49385.96 | 36551.32 | 1.3511
2017-01-23 | 22:00 | N | 8 | 5.81 | 21 | 0.5 | 22:00 | 394 | 194 | 2842 | 1426 | 3152 | 1127.14 | 59682 | 713 | 64674.14 | 35111.87 | 1.8419
2017-01-23 | 23:00 | N | 25 | 7.01 | 25 | 0.01 | 23:00 | 389 | 265 | 2985 | 1111 | 9725 | 1857.65 | 74625 | 11.11 | 86218.76 | 32841.79 | 2.6253
2017-01-23 | 24:00 | N | 25 | 4 | 25 | 0.01 | 24:00 | 362 | 243 | 2985 | 1111 | 9050 | 972 | 74625 | 11.11 | 84658.11 | 30508.62 | 2.7749
2017-01-24 | 1:00 | N | 25 | 12 | 31 | 0.01 | 1:00 | 294 | 212 | 2985 | 1111 | 7350 | 2544 | 92535 | 11.11 | 102440.11 | 29057.73 | 3.5254
2017-01-24 | 2:00 | N | 16.68 | 3.41 | 31 | 0.01 | 2:00 | 236 | 179 | 2985 | 1111 | 3936.48 | 610.39 | 92535 | 11.11 | 97092.98 | 28425.31 | 3.4157
2017-01-24 | 3:00 | N | 15.55 | 4.61 | 31 | 0.25 | 3:00 | 201 | 205 | 2985 | 1717 | 3125.55 | 945.05 | 92535 | 429.25 | 97034.85 | 28190.22 | 3.4421
2017-01-24 | 4:00 | N | 15.52 | 12 | 31 | 0.25 | 4:00 | 185 | 205 | 2985 | 1717 | 2871.2 | 2460 | 92535 | 429.25 | 98295.45 | 28353.78 | 3.4667
2017-01-24 | 5:00 | N | 25 | 12 | 31 | 0.25 | 5:00 | 207 | 283 | 2985 | 1717 | 5175 | 3396 | 92535 | 429.25 | 101535.25 | 29279.18 | 3.4678
2017-01-24 | 6:00 | N | 49.17 | 35 | 28 | 0.25 | 6:00 | 327 | 438 | 2985 | 1717 | 16078.59 | 15330 | 83580 | 429.25 | 115417.84 | 31868.6 | 3.6217
2017-01-24 | 7:00 | N | 46 | 39 | 39 | 0.5 | 7:00 | 249 | 556 | 2872 | 2219 | 11454 | 21684 | 112008 | 1109.5 | 146255.5 | 35949.56 | 4.0684
2017-01-24 | 8:00 | N | 5.49 | 3.85 | 57.73 | 0.5 | 8:00 | 256 | 306 | 2872 | 2219 | 1405.44 | 1178.1 | 165800.56 | 1109.5 | 169493.6 | 37042.26 | 4.5757
2017-01-24 | 9:00 | N | 3.5 | 3 | 25 | 0.5 | 9:00 | 156 | 343 | 2872 | 2219 | 546 | 1029 | 71800 | 1109.5 | 74484.5 | 36068.58 | 2.0651
2017-01-24 | 10:00 | N | 3.5 | 3 | 25 | 0.5 | 10:00 | 196 | 315 | 2872 | 2219 | 686 | 945 | 71800 | 1109.5 | 74540.5 | 35631.35 | 2.092
2017-01-24 | 11:00 | N | 10 | 3 | 28.31 | 0.5 | 11:00 | 226 | 326 | 2842 | 1635 | 2260 | 978 | 80457.02 | 817.5 | 84512.52 | 35504.06 | 2.3804
2017-01-24 | 12:00 | N | 8.15 | 3 | 25 | 0.5 | 12:00 | 222 | 319 | 2842 | 1635 | 1809.3 | 957 | 71050 | 817.5 | 74633.8 | 35542.72 | 2.0998
2017-01-24 | 13:00 | N | 6.17 | 2.61 | 25 | 0.5 | 13:00 | 195 | 299 | 2842 | 1635 | 1203.15 | 780.39 | 71050 | 817.5 | 73851.04 | 35730.99 | 2.0669
2017-01-24 | 14:00 | N | 5.76 | 3 | 25 | 0.5 | 14:00 | 205 | 237 | 2842 | 1635 | 1180.8 | 711 | 71050 | 817.5 | 73759.3 | 36202.09 | 2.0374
2017-01-24 | 15:00 | N | 3.5 | 2.11 | 10 | 0.5 | 15:00 | 212 | 213 | 2842 | 1380 | 742 | 449.43 | 28420 | 690 | 30301.43 | 36581.29 | 0.82833
2017-01-24 | 16:00 | N | 2.35 | 1.61 | 11.68 | 0.5 | 16:00 | 191 | 237 | 2842 | 1380 | 448.85 | 381.57 | 33194.56 | 690 | 34714.98 | 36758.29 | 0.94441
2017-01-24 | 17:00 | N | 2.35 | 3 | 20 | 0.5 | 17:00 | 218 | 258 | 2842 | 1380 | 512.3 | 774 | 56840 | 690 | 58816.3 | 36733.74 | 1.6012
2017-01-24 | 18:00 | N | 2.35 | 22.11 | 23.24 | 0.5 | 18:00 | 240 | 365 | 2842 | 1380 | 564 | 8070.15 | 66048.08 | 690 | 75372.23 | 36818.59 | 2.0471
2017-01-24 | 19:00 | N | 2.35 | 6.16 | 15.51 | 0.5 | 19:00 | 320 | 214 | 2842 | 1426 | 752 | 1318.24 | 44079.42 | 713 | 46862.66 | 38380.9 | 1.221
2017-01-24 | 20:00 | N | 3.5 | 3.1 | 23 | 0.5 | 20:00 | 322 | 178 | 2842 | 1426 | 1127 | 551.8 | 65366 | 713 | 67757.8 | 38343.26 | 1.7671
2017-01-24 | 21:00 | N | 3.5 | 3.1 | 25 | 0.5 | 21:00 | 337 | 173 | 2842 | 1426 | 1179.5 | 536.3 | 71050 | 713 | 73478.8 | 37521.54 | 1.9583
2017-01-24 | 22:00 | N | 8 | 8.09 | 21 | 0.5 | 22:00 | 394 | 194 | 2842 | 1426 | 3152 | 1569.46 | 59682 | 713 | 65116.46 | 35804.98 | 1.8186
2017-01-24 | 23:00 | N | 22.02 | 22.02 | 25 | 0.01 | 23:00 | 389 | 265 | 2985 | 1111 | 8565.78 | 5835.3 | 74625 | 11.11 | 89037.19 | 33294.19 | 2.6743
2017-01-24 | 24:00 | N | 9.42 | 6.7 | 25 | 0.01 | 24:00 | 362 | 243 | 2985 | 1111 | 3410.04 | 1628.1 | 74625 | 11.11 | 79674.25 | 30676.49 | 2.5972
2017-01-25 | 1:00 | N | 12 | 6 | 19 | 0.01 | 1:00 | 294 | 212 | 2985 | 1111 | 3528 | 1272 | 56715 | 11.11 | 61526.11 | 28851.07 | 2.1325
2017-01-25 | 2:00 | N | 12 | 2.95 | 19 | 0.01 | 2:00 | 236 | 179 | 2985 | 1111 | 2832 | 528.05 | 56715 | 11.11 | 60086.16 | 27782.79 | 2.1627
2017-01-25 | 3:00 | N | 10 | 2.95 | 19 | 0.45 | 3:00 | 201 | 205 | 2985 | 1717 | 2010 | 604.75 | 56715 | 772.65 | 60102.4 | 27248.07 | 2.2057
2017-01-25 | 4:00 | N | 9.37 | 5 | 19 | 0.45 | 4:00 | 185 | 205 | 2985 | 1717 | 1733.45 | 1025 | 56715 | 772.65 | 60246.1 | 27055.58 | 2.2268
2017-01-25 | 5:00 | N | 12 | 12 | 20.01 | 0.45 | 5:00 | 207 | 283 | 2985 | 1717 | 2484 | 3396 | 59729.85 | 772.65 | 66382.5 | 27757.02 | 2.3916
2017-01-25 | 6:00 | N | 22 | 19.87 | 15.76 | 0.45 | 6:00 | 327 | 438 | 2985 | 1717 | 7194 | 8703.06 | 47043.6 | 772.65 | 63713.31 | 30033.55 | 2.1214
2017-01-25 | 7:00 | N | 10 | 26.34 | 25.63 | 2.2 | 7:00 | 249 | 556 | 2872 | 2219 | 2490 | 14645.04 | 73609.36 | 4881.8 | 95626.2 | 34127.32 | 2.802
2017-01-25 | 8:00 | N | 3.5 | 6.05 | 18.6 | 2.2 | 8:00 | 256 | 306 | 2872 | 2219 | 896 | 1851.3 | 53419.2 | 4881.8 | 61048.3 | 35841.2 | 1.7033
2017-01-25 | 9:00 | N | 3.5 | 10.15 | 13.47 | 2.2 | 9:00 | 156 | 343 | 2872 | 2219 | 546 | 3481.45 | 38685.84 | 4881.8 | 47595.09 | 35784.12 | 1.3301
2017-01-25 | 10:00 | N | 3.98 | 3.91 | 9.2 | 1.15 | 10:00 | 196 | 315 | 2872 | 2219 | 780.08 | 1231.65 | 26422.4 | 2551.85 | 30985.98 | 36004 | 0.86063
2017-01-25 | 11:00 | N | 3.98 | 3 | 7.63 | 0.97 | 11:00 | 226 | 326 | 2842 | 1635 | 899.48 | 978 | 21684.46 | 1585.95 | 25147.89 | 36090.59 | 0.6968
2017-01-25 | 12:00 | N | 15 | 3 | 5.31 | 0.97 | 12:00 | 222 | 319 | 2842 | 1635 | 3330 | 957 | 15091.02 | 1585.95 | 20963.97 | 36089.68 | 0.58089
2017-01-25 | 13:00 | N | 3.98 | 2.61 | 7 | 0.97 | 13:00 | 195 | 299 | 2842 | 1635 | 776.1 | 780.39 | 19894 | 1585.95 | 23036.44 | 35971.36 | 0.64041
2017-01-25 | 14:00 | N | 3.5 | 2.24 | 5 | 0.97 | 14:00 | 205 | 237 | 2842 | 1635 | 717.5 | 530.88 | 14210 | 1585.95 | 17044.33 | 36005.36 | 0.47338
2017-01-25 | 15:00 | N | 3.5 | 1.61 | 7 | 0.5 | 15:00 | 212 | 213 | 2842 | 1380 | 742 | 342.93 | 19894 | 690 | 21668.93 | 35856.06 | 0.60433
2017-01-25 | 16:00 | N | 3.19 | 1 | 4 | 0.5 | 16:00 | 191 | 237 | 2842 | 1380 | 609.29 | 237 | 11368 | 690 | 12904.29 | 35699.85 | 0.36147
2017-01-25 | 17:00 | N | 2.73 | 1.61 | 4 | 0.5 | 17:00 | 218 | 258 | 2842 | 1380 | 595.14 | 415.38 | 11368 | 690 | 13068.52 | 35886.84 | 0.36416
2017-01-25 | 18:00 | N | 4.4 | 19.05 | 20.01 | 0.5 | 18:00 | 240 | 365 | 2842 | 1380 | 1056 | 6953.25 | 56868.42 | 690 | 65567.67 | 36784.35 | 1.7825
2017-01-25 | 19:00 | N | 8.55 | 13.49 | 23 | 0.5 | 19:00 | 320 | 214 | 2842 | 1426 | 2736 | 2886.86 | 65366 | 713 | 71701.86 | 38897.03 | 1.8434
2017-01-25 | 20:00 | N | 3.5 | 5 | 8.95 | 0.5 | 20:00 | 322 | 178 | 2842 | 1426 | 1127 | 890 | 25435.9 | 713 | 28165.9 | 38921.81 | 0.72365
2017-01-25 | 21:00 | N | 2.68 | 5 | 5.34 | 0.5 | 21:00 | 337 | 173 | 2842 | 1426 | 903.16 | 865 | 15176.28 | 713 | 17657.44 | 38409.44 | 0.45972
2017-01-25 | 22:00 | N | 3.27 | 3.75 | 5.09 | 0.5 | 22:00 | 394 | 194 | 2842 | 1426 | 1288.38 | 727.5 | 14465.78 | 713 | 17194.66 | 37131.4 | 0.46308
2017-01-25 | 23:00 | N | 3.95 | 2.99 | 4.66 | 0.25 | 23:00 | 389 | 265 | 2985 | 1111 | 1536.55 | 792.35 | 13910.1 | 277.75 | 16516.75 | 34931.5 | 0.47283
2017-01-25 | 24:00 | N | 3.95 | 1.01 | 4 | 0.25 | 24:00 | 362 | 243 | 2985 | 1111 | 1429.9 | 245.43 | 11940 | 277.75 | 13893.08 | 32866.23 | 0.42272
2017-01-26 | 1:00 | N | 3.5 | 2.21 | 4 | 0.01 | 1:00 | 294 | 212 | 2985 | 1111 | 1029 | 468.52 | 11940 | 11.11 | 13448.63 | 31722.91 | 0.42394
2017-01-26 | 2:00 | N | 3.4 | 1.61 | 4 | 0.01 | 2:00 | 236 | 179 | 2985 | 1111 | 802.4 | 288.19 | 11940 | 11.11 | 13041.7 | 31336.18 | 0.41619
2017-01-26 | 3:00 | N | 1 | 1.61 | 4 | 0.45 | 3:00 | 201 | 205 | 2985 | 1717 | 201 | 330.05 | 11940 | 772.65 | 13243.7 | 31337.06 | 0.42262
2017-01-26 | 4:00 | N | 1 | 2.21 | 4 | 0.45 | 4:00 | 185 | 205 | 2985 | 1717 | 185 | 453.05 | 11940 | 772.65 | 13350.7 | 31846.05 | 0.41923
2017-01-26 | 5:00 | N | 3.44 | 3.78 | 4 | 0.45 | 5:00 | 207 | 283 | 2985 | 1717 | 712.08 | 1069.74 | 11940 | 772.65 | 14494.47 | 33322.88 | 0.43497
2017-01-26 | 6:00 | N | 7.15 | 6.71 | 6.71 | 0.47 | 6:00 | 327 | 438 | 2985 | 1717 | 2338.05 | 2938.98 | 20029.35 | 806.99 | 26113.37 | 36519.92 | 0.71504
2017-01-26 | 7:00 | N | 3.5 | 25.28 | 25.28 | 1.25 | 7:00 | 249 | 556 | 2872 | 2219 | 871.5 | 14055.68 | 72604.16 | 2773.75 | 90305.09 | 41297 | 2.1867
2017-01-26 | 8:00 | N | 3.5 | 12.08 | 16.43 | 1.61 | 8:00 | 256 | 306 | 2872 | 2219 | 896 | 3696.48 | 47186.96 | 3572.59 | 55352.03 | 42998.92 | 1.2873
2017-01-26 | 9:00 | N | 1.51 | 9.87 | 10.24 | 1.85 | 9:00 | 156 | 343 | 2872 | 2219 | 235.56 | 3385.41 | 29409.28 | 4105.15 | 37135.4 | 41853.44 | 0.88727
2017-01-26 | 10:00 | N | 2 | 3.98 | 5.45 | 0.97 | 10:00 | 196 | 315 | 2872 | 2219 | 392 | 1253.7 | 15652.4 | 2152.43 | 19450.53 | 40857 | 0.47606
2017-01-26 | 11:00 | N | 15 | 3 | 6 | 0.8 | 11:00 | 226 | 326 | 2842 | 1635 | 3390 | 978 | 17052 | 1308 | 22728 | 39844.01 | 0.57042
2017-01-26 | 12:00 | N | 15.45 | 2.61 | 5.24 | 0.8 | 12:00 | 222 | 319 | 2842 | 1635 | 3429.9 | 832.59 | 14892.08 | 1308 | 20462.57 | 38561.4 | 0.53065
2017-01-26 | 13:00 | N | 3.01 | 3 | 5 | 0.8 | 13:00 | 195 | 299 | 2842 | 1635 | 586.95 | 897 | 14210 | 1308 | 17001.95 | 37221.05 | 0.45678
2017-01-26 | 14:00 | N | 3.01 | 3 | 5 | 0.8 | 14:00 | 205 | 237 | 2842 | 1635 | 617.05 | 711 | 14210 | 1308 | 16846.05 | 36235.43 | 0.46491
2017-01-26 | 15:00 | N | 2.7 | 2.21 | 4 | 0.5 | 15:00 | 212 | 213 | 2842 | 1380 | 572.4 | 470.73 | 11368 | 690 | 13101.13 | 35329.37 | 0.37083
2017-01-26 | 16:00 | N | 1 | 1.66 | 4 | 0.5 | 16:00 | 191 | 237 | 2842 | 1380 | 191 | 393.42 | 11368 | 690 | 12642.42 | 34774.75 | 0.36355
2017-01-26 | 17:00 | N | 1 | 2.61 | 4.52 | 0.5 | 17:00 | 218 | 258 | 2842 | 1380 | 218 | 673.38 | 12845.84 | 690 | 14427.22 | 34874.73 | 0.41369
2017-01-26 | 18:00 | N | 2.23 | 18.55 | 19.56 | 0.5 | 18:00 | 240 | 365 | 2842 | 1380 | 535.2 | 6770.75 | 55589.52 | 690 | 63585.47 | 35956.06 | 1.7684
2017-01-26 | 19:00 | N | 2 | 10.73 | 18.09 | 0.5 | 19:00 | 320 | 214 | 2842 | 1426 | 640 | 2296.22 | 51411.78 | 713 | 55061 | 39058.48 | 1.4097
2017-01-26 | 20:00 | N | 2 | 5.76 | 9.46 | 0.5 | 20:00 | 322 | 178 | 2842 | 1426 | 644 | 1025.28 | 26885.32 | 713 | 29267.6 | 40078.68 | 0.73025
2017-01-26 | 21:00 | N | 2.55 | 5.26 | 7.64 | 0.5 | 21:00 | 337 | 173 | 2842 | 1426 | 859.35 | 909.98 | 21712.88 | 713 | 24195.21 | 40267.68 | 0.60086
2017-01-26 | 22:00 | N | 3.5 | 4 | 5 | 0.5 | 22:00 | 394 | 194 | 2842 | 1426 | 1379 | 776 | 14210 | 713 | 17078 | 39500.89 | 0.43234
2017-01-26 | 23:00 | N | 8 | 3.96 | 6 | 0.01 | 23:00 | 389 | 265 | 2985 | 1111 | 3112 | 1049.4 | 17910 | 11.11 | 22082.51 | 37673.7 | 0.58615
2017-01-26 | 24:00 | N | 5 | 2.21 | 4 | 0.25 | 24:00 | 362 | 243 | 2985 | 1111 | 1810 | 537.03 | 11940 | 277.75 | 14564.78 | 35798.34 | 0.40686
2017-01-27 | 1:00 | N | 3 | 1 | 2 | 0.01 | 1:00 | 294 | 212 | 2985 | 1111 | 882 | 212 | 5970 | 11.11 | 7075.11 | 34793.25 | 0.20335
2017-01-27 | 2:00 | N | 2 | 0.94 | 2 | 0.01 | 2:00 | 236 | 179 | 2985 | 1111 | 472 | 168.26 | 5970 | 11.11 | 6621.37 | 34489.75 | 0.19198
2017-01-27 | 3:00 | N | 1 | 0.94 | 2 | 0.25 | 3:00 | 201 | 205 | 2985 | 1717 | 201 | 192.7 | 5970 | 429.25 | 6792.95 | 34631.56 | 0.19615
2017-01-27 | 4:00 | N | 1 | 1 | 2 | 0.25 | 4:00 | 185 | 205 | 2985 | 1717 | 185 | 205 | 5970 | 429.25 | 6789.25 | 35141.85 | 0.1932
2017-01-27 | 5:00 | N | 3 | 2 | 2 | 0.25 | 5:00 | 207 | 283 | 2985 | 1717 | 621 | 566 | 5970 | 429.25 | 7586.25 | 36491.79 | 0.20789
2017-01-27 | 6:00 | N | 4.27 | 4.47 | 4.47 | 0.25 | 6:00 | 327 | 438 | 2985 | 1717 | 1396.29 | 1957.86 | 13342.95 | 429.25 | 17126.35 | 39451.68 | 0.43411
2017-01-27 | 7:00 | N | 3.5 | 25 | 27 | 1.61 | 7:00 | 249 | 556 | 2872 | 2219 | 871.5 | 13900 | 77544 | 3572.59 | 95888.09 | 44060.09 | 2.1763
2017-01-27 | 8:00 | N | 2.91 | 9.05 | 23.27 | 1.61 | 8:00 | 256 | 306 | 2872 | 2219 | 744.96 | 2769.3 | 66831.44 | 3572.59 | 73918.29 | 45475.9 | 1.6254
2017-01-27 | 9:00 | N | 2.34 | 4.11 | 6.59 | 1.61 | 9:00 | 156 | 343 | 2872 | 2219 | 365.04 | 1409.73 | 18926.48 | 3572.59 | 24273.84 | 44163.33 | 0.54964
2017-01-27 | 10:00 | N | 2 | 3 | 4 | 0.82 | 10:00 | 196 | 315 | 2872 | 2219 | 392 | 945 | 11488 | 1819.58 | 14644.58 | 42824.84 | 0.34196
2017-01-27 | 11:00 | N | 3.46 | 1.61 | 3 | 0.61 | 11:00 | 226 | 326 | 2842 | 1635 | 781.96 | 524.86 | 8526 | 997.35 | 10830.17 | 41431.27 | 0.2614
2017-01-27 | 12:00 | N | 3.46 | 1 | 3 | 0.61 | 12:00 | 222 | 319 | 2842 | 1635 | 768.12 | 319 | 8526 | 997.35 | 10610.47 | 39740.77 | 0.26699
2017-01-27 | 13:00 | N | 2.63 | 1 | 4 | 0.61 | 13:00 | 195 | 299 | 2842 | 1635 | 512.85 | 299 | 11368 | 997.35 | 13177.2 | 38276.41 | 0.34426
2017-01-27 | 14:00 | N | 2 | 1 | 4 | 0.61 | 14:00 | 205 | 237 | 2842 | 1635 | 410 | 237 | 11368 | 997.35 | 13012.35 | 37391.12 | 0.34801
2017-01-27 | 15:00 | N | 2 | 1 | 2.61 | 0.5 | 15:00 | 212 | 213 | 2842 | 1380 | 424 | 213 | 7417.62 | 690 | 8744.62 | 36791.54 | 0.23768
2017-01-27 | 16:00 | N | 1.12 | 1 | 2.61 | 0.5 | 16:00 | 191 | 237 | 2842 | 1380 | 213.92 | 237 | 7417.62 | 690 | 8558.54 | 36566.06 | 0.23406
2017-01-27 | 17:00 | N | 1 | 1 | 3 | 0.5 | 17:00 | 218 | 258 | 2842 | 1380 | 218 | 258 | 8526 | 690 | 9692 | 37096.55 | 0.26126
2017-01-27 | 18:00 | N | 2 | 6 | 6.2 | 0.5 | 18:00 | 240 | 365 | 2842 | 1380 | 480 | 2190 | 17620.4 | 690 | 20980.4 | 38366.65 | 0.54684
2017-01-27 | 19:00 | N | 3.5 | 6 | 8 | 0.5 | 19:00 | 320 | 214 | 2842 | 1426 | 1120 | 1284 | 22736 | 713 | 25853 | 40542.14 | 0.63768
2017-01-27 | 20:00 | N | 2.31 | 3.64 | 7.34 | 0.5 | 20:00 | 322 | 178 | 2842 | 1426 | 743.82 | 647.92 | 20860.28 | 713 | 22965.02 | 40754.39 | 0.5635
2017-01-27 | 21:00 | N | 2.01 | 2.51 | 4 | 0.5 | 21:00 | 337 | 173 | 2842 | 1426 | 677.37 | 434.23 | 11368 | 713 | 13192.6 | 40406.55 | 0.3265
2017-01-27 | 22:00 | N | 3.5 | 2.51 | 4 | 0.5 | 22:00 | 394 | 194 | 2842 | 1426 | 1379 | 486.94 | 11368 | 713 | 13946.94 | 39595.81 | 0.35223
2017-01-27 | 23:00 | N | 10 | 2.51 | 5.39 | 0.01 | 23:00 | 389 | 265 | 2985 | 1111 | 3890 | 665.15 | 16089.15 | 11.11 | 20655.41 | 37991.39 | 0.54369
2017-01-27 | 24:00 | N | 8 | 1.61 | 2.61 | 0.01 | 24:00 | 362 | 243 | 2985 | 1111 | 2896 | 391.23 | 7790.85 | 11.11 | 11089.19 | 36316.3 | 0.30535
2017-01-28 | 1:00 | N | 3.5 | 2.61 | 4 | 0.01 | 1:00 | 294 | 212 | 2985 | 1111 | 1029 | 553.32 | 11940 | 11.11 | 13533.43 | 35236.39 | 0.38408
2017-01-28 | 2:00 | N | 2 | 1.61 | 2.91 | 0.01 | 2:00 | 236 | 179 | 2985 | 1111 | 472 | 288.19 | 8686.35 | 11.11 | 9457.65 | 34701.45 | 0.27254
2017-01-28 | 3:00 | N | 1 | 1.61 | 2.24 | 0.25 | 3:00 | 201 | 205 | 2985 | 1717 | 201 | 330.05 | 6686.4 | 429.25 | 7646.7 | 34542.25 | 0.22137
2017-01-28 | 4:00 | N | 1.69 | 2.01 | 2.24 | 0.25 | 4:00 | 185 | 205 | 2985 | 1717 | 312.65 | 412.05 | 6686.4 | 429.25 | 7840.35 | 34709.18 | 0.22589
2017-01-28 | 5:00 | N | 3.5 | 3.7 | 3.7 | 0.25 | 5:00 | 207 | 283 | 2985 | 1717 | 724.5 | 1047.1 | 11044.5 | 429.25 | 13245.35 | 35226.51 | 0.37601
2017-01-28 | 6:00 | N | 8 | 10.02 | 5 | 0.25 | 6:00 | 327 | 438 | 2985 | 1717 | 2616 | 4388.76 | 14925 | 429.25 | 22359.01 | 36390.02 | 0.61443
2017-01-28 | 7:00 | N | 5.21 | 15.67 | 7.07 | 1.61 | 7:00 | 249 | 556 | 2872 | 2219 | 1297.29 | 8712.52 | 20305.04 | 3572.59 | 33887.44 | 38241.06 | 0.88615
2017-01-28 | 8:00 | N | 2 | 7.9 | 11.24 | 1.61 | 8:00 | 256 | 306 | 2872 | 2219 | 512 | 2417.4 | 32281.28 | 3572.59 | 38783.27 | 40020.23 | 0.96909
2017-01-28 | 9:00 | N | 2 | 7.83 | 11.69 | 1.61 | 9:00 | 156 | 343 | 2872 | 2219 | 312 | 2685.69 | 33573.68 | 3572.59 | 40143.96 | 41046.34 | 0.97802
2017-01-28 | 10:00 | N | 2 | 7.98 | 10.73 | 1.06 | 10:00 | 196 | 315 | 2872 | 2219 | 392 | 2513.7 | 30816.56 | 2352.14 | 36074.4 | 41226.7 | 0.87503
2017-01-28 | 11:00 | N | 3.46 | 5.8 | 9.78 | 0.66 | 11:00 | 226 | 326 | 2842 | 1635 | 781.96 | 1890.8 | 27794.76 | 1079.1 | 31546.62 | 40340.56 | 0.78201
2017-01-28 | 12:00 | N | 3.46 | 1.69 | 4 | 0.6 | 12:00 | 222 | 319 | 2842 | 1635 | 768.12 | 539.11 | 11368 | 981 | 13656.23 | 38792.98 | 0.35203
2017-01-28 | 13:00 | N | 2 | 1.01 | 2.51 | 0.61 | 13:00 | 195 | 299 | 2842 | 1635 | 390 | 301.99 | 7133.42 | 997.35 | 8822.76 | 37009.68 | 0.23839
2017-01-28 | 14:00 | N | 2.99 | 1.01 | 1.88 | 0.6 | 14:00 | 205 | 237 | 2842 | 1635 | 612.95 | 239.37 | 5342.96 | 981 | 7176.28 | 35451.3 | 0.20243
2017-01-28 | 15:00 | N | 2 | 1.01 | 1.51 | 0.5 | 15:00 | 212 | 213 | 2842 | 1380 | 424 | 215.13 | 4291.42 | 690 | 5620.55 | 34289.85 | 0.16391
2017-01-28 | 16:00 | N | 1 | 1 | 1.29 | 0.5 | 16:00 | 191 | 237 | 2842 | 1380 | 191 | 237 | 3666.18 | 690 | 4784.18 | 33561.86 | 0.14255
2017-01-28 | 17:00 | N | 0.61 | 1.01 | 2.11 | 0.5 | 17:00 | 218 | 258 | 2842 | 1380 | 132.98 | 260.58 | 5996.62 | 690 | 7080.18 | 33412.23 | 0.2119
2017-01-28 | 18:00 | N | 2 | 8.78 | 9.28 | 0.5 | 18:00 | 240 | 365 | 2842 | 1380 | 480 | 3204.7 | 26373.76 | 690 | 30748.46 | 34256.8 | 0.89759
2017-01-28 | 19:00 | N | 3.77 | 11.35 | 15.01 | 0.5 | 19:00 | 320 | 214 | 2842 | 1426 | 1206.4 | 2428.9 | 42658.42 | 713 | 47006.72 | 36951.39 | 1.2721
2017-01-28 | 20:00 | N | 2 | 4.1 | 6.4 | 0.5 | 20:00 | 322 | 178 | 2842 | 1426 | 644 | 729.8 | 18188.8 | 713 | 20275.6 | 37921.48 | 0.53467
2017-01-28 | 21:00 | N | 2 | 2.24 | 6.61 | 0.5 | 21:00 | 337 | 173 | 2842 | 1426 | 674 | 387.52 | 18785.62 | 713 | 20560.14 | 38172.14 | 0.53862
2017-01-28 | 22:00 | N | 3.5 | 2.83 | 5.39 | 0.5 | 22:00 | 394 | 194 | 2842 | 1426 | 1379 | 549.02 | 15318.38 | 713 | 17959.4 | 38040.21 | 0.47212
2017-01-28 | 23:00 | N | 8 | 4 | 5.8 | 0.01 | 23:00 | 389 | 265 | 2985 | 1111 | 3112 | 1060 | 17313 | 11.11 | 21496.11 | 37324.61 | 0.57592
2017-01-28 | 24:00 | N | 4.32 | 2.24 | 4 | 0.01 | 24:00 | 362 | 243 | 2985 | 1111 | 1563.84 | 544.32 | 11940 | 11.11 | 14059.27 | 36384.31 | 0.38641
2017-01-29 | 1:00 | N | 2.53 | 2.24 | 5 | 0.01 | 1:00 | 294 | 212 | 2985 | 1111 | 743.82 | 474.88 | 14925 | 11.11 | 16154.81 | 35584.79 | 0.45398
2017-01-29 | 2:00 | N | 1 | 1.61 | 5 | 0.01 | 2:00 | 236 | 179 | 2985 | 1111 | 236 | 288.19 | 14925 | 11.11 | 15460.3 | 35225.2 | 0.4389
2017-01-29 | 3:00 | N | 1 | 1.61 | 4 | 0.25 | 3:00 | 201 | 205 | 2985 | 1717 | 201 | 330.05 | 11940 | 429.25 | 12900.3 | 35198.77 | 0.3665
2017-01-29 | 4:00 | N | 1 | 2.01 | 4 | 0.25 | 4:00 | 185 | 205 | 2985 | 1717 | 185 | 412.05 | 11940 | 429.25 | 12966.3 | 35416.78 | 0.36611
2017-01-29 | 5:00 | N | 3.04 | 3.8 | 4 | 0.25 | 5:00 | 207 | 283 | 2985 | 1717 | 629.28 | 1075.4 | 11940 | 429.25 | 14073.93 | 35835.48 | 0.39274
2017-01-29 | 6:00 | N | 8 | 7.03 | 7.03 | 0.25 | 6:00 | 327 | 438 | 2985 | 1717 | 2616 | 3079.14 | 20984.55 | 429.25 | 27108.94 | 36838.88 | 0.73588
2017-01-29 | 7:00 | N | 3.98 | 16 | 8 | 2.2 | 7:00 | 249 | 556 | 2872 | 2219 | 991.02 | 8896 | 22976 | 4881.8 | 37744.82 | 38405.9 | 0.98279
2017-01-29 | 8:00 | N | 3.01 | 5 | 10 | 2.2 | 8:00 | 256 | 306 | 2872 | 2219 | 770.56 | 1530 | 28720 | 4881.8 | 35902.36 | 39689.07 | 0.90459
2017-01-29 | 9:00 | N | 3.01 | 7.19 | 10.21 | 2.2 | 9:00 | 156 | 343 | 2872 | 2219 | 469.56 | 2466.17 | 29323.12 | 4881.8 | 37140.65 | 39950.31 | 0.92967
2017-01-29 | 10:00 | N | 2 | 3.97 | 7.19 | 1.3 | 10:00 | 196 | 315 | 2872 | 2219 | 392 | 1250.55 | 20649.68 | 2884.7 | 25176.93 | 38990.14 | 0.64573
2017-01-29 | 11:00 | N | 3.5 | 3 | 4 | 0.76 | 11:00 | 226 | 326 | 2842 | 1635 | 791 | 978 | 11368 | 1242.6 | 14379.6 | 37263.99 | 0.38588
2017-01-29 | 12:00 | N | 3.95 | 1.01 | 3.57 | 0.61 | 12:00 | 222 | 319 | 2842 | 1635 | 876.9 | 322.19 | 10145.94 | 997.35 | 12342.38 | 35466.58 | 0.348
2017-01-29 | 13:00 | N | 2.99 | 1.01 | 2.24 | 0.6 | 13:00 | 195 | 299 | 2842 | 1635 | 583.05 | 301.99 | 6366.08 | 981 | 8232.12 | 34147.11 | 0.24108
2017-01-29 | 14:00 | N | 2.99 | 1.01 | 2.01 | 0.61 | 14:00 | 205 | 237 | 2842 | 1635 | 612.95 | 239.37 | 5712.42 | 997.35 | 7562.09 | 33078.9 | 0.22861
2017-01-29 | 15:00 | N | 15 | 1.2 | 4 | 0.5 | 15:00 | 212 | 213 | 2842 | 1380 | 3180 | 255.6 | 11368 | 690 | 15493.6 | 32229.37 | 0.48073
2017-01-29 | 16:00 | N | 1.21 | 1.01 | 2.01 | 0.5 | 16:00 | 191 | 237 | 2842 | 1380 | 231.11 | 239.37 | 5712.42 | 690 | 6872.9 | 31778.62 | 0.21627
2017-01-29 | 17:00 | N | 1 | 1.01 | 3.11 | 0.5 | 17:00 | 218 | 258 | 2842 | 1380 | 218 | 260.58 | 8838.62 | 690 | 10007.2 | 31795.09 | 0.31474
2017-01-29 | 18:00 | N | 2 | 8.82 | 9.82 | 0.5 | 18:00 | 240 | 365 | 2842 | 1380 | 480 | 3219.3 | 27908.44 | 690 | 32297.74 | 32655.78 | 0.98904
2017-01-29 | 19:00 | N | 3.56 | 14.09 | 17.16 | 0.5 | 19:00 | 320 | 214 | 2842 | 1426 | 1139.2 | 3015.26 | 48768.72 | 713 | 53636.18 | 35296.6 | 1.5196
2017-01-29 | 20:00 | N | 2 | 4.27 | 7.78 | 0.5 | 20:00 | 322 | 178 | 2842 | 1426 | 644 | 760.06 | 22110.76 | 713 | 24227.82 | 36200.86 | 0.66926
2017-01-29 | 21:00 | N | 1.45 | 2.01 | 7.02 | 0.5 | 21:00 | 337 | 173 | 2842 | 1426 | 488.65 | 347.73 | 19950.84 | 713 | 21500.22 | 36038.78 | 0.59659
2017-01-29 | 22:00 | N | 3.01 | 2.88 | 6.91 | 0.5 | 22:00 | 394 | 194 | 2842 | 1426 | 1185.94 | 558.72 | 19638.22 | 713 | 22095.88 | 35253.95 | 0.62676
2017-01-29 | 23:00 | N | 8 | 4 | 7.13 | 0.01 | 23:00 | 389 | 265 | 2985 | 1111 | 3112 | 1060 | 21283.05 | 11.11 | 25466.16 | 33486.98 | 0.76048
2017-01-29 | 24:00 | N | 5 | 2.11 | 8.52 | 0.01 | 24:00 | 362 | 243 | 2985 | 1111 | 1810 | 512.73 | 25432.2 | 11.11 | 27766.04 | 31662.65 | 0.87693
2017-01-30 | 1:00 | N | 2.99 | 2.01 | 4 | 0.17 | 1:00 | 294 | 212 | 2985 | 1111 | 879.06 | 426.12 | 11940 | 188.87 | 13434.05 | 30628 | 0.43862
2017-01-30 | 2:00 | N | 1 | 1.2 | 4 | 0.17 | 2:00 | 236 | 179 | 2985 | 1111 | 236 | 214.8 | 11940 | 188.87 | 12579.67 | 30317.24 | 0.41493
2017-01-30 | 3:00 | N | 1 | 1.2 | 4 | 0.5 | 3:00 | 201 | 205 | 2985 | 1717 | 201 | 246 | 11940 | 858.5 | 13245.5 | 30419.13 | 0.43543
2017-01-30 | 4:00 | N | 1 | 1.61 | 4 | 0.5 | 4:00 | 185 | 205 | 2985 | 1717 | 185 | 330.05 | 11940 | 858.5 | 13313.55 | 31033.72 | 0.429
2017-01-30 | 5:00 | N | 2.99 | 4.3 | 4.5 | 0.5 | 5:00 | 207 | 283 | 2985 | 1717 | 618.93 | 1216.9 | 13432.5 | 858.5 | 16126.83 | 32529.41 | 0.49576
2017-01-30 | 6:00 | N | 8 | 6.83 | 7.99 | 0.5 | 6:00 | 327 | 438 | 2985 | 1717 | 2616 | 2991.54 | 23850.15 | 858.5 | 30316.19 | 35816.5 | 0.84643
2017-01-30 | 7:00 | N | 7.48 | 24.8 | 25 | 3.95 | 7:00 | 249 | 556 | 2872 | 2219 | 1862.52 | 13788.8 | 71800 | 8765.05 | 96216.37 | 40569.21 | 2.3717
2017-01-30 | 8:00 | N | 2.82 | 5 | 22.75 | 3.95 | 8:00 | 256 | 306 | 2872 | 2219 | 721.92 | 1530 | 65338 | 8765.05 | 76354.97 | 41917.44 | 1.8216
2017-01-30 | 9:00 | N | 2 | 4.54 | 9.85 | 1.27 | 9:00 | 156 | 343 | 2872 | 2219 | 312 | 1557.22 | 28289.2 | 2818.13 | 32976.55 | 40238.5 | 0.81953
2017-01-30 | 10:00 | N | 2 | 3.1 | 6 | 0.99 | 10:00 | 196 | 315 | 2872 | 2219 | 392 | 976.5 | 17232 | 2196.81 | 20797.31 | 38567.96 | 0.53924
2017-01-30 | 11:00 | N | 15 | 1.52 | 10 | 1.14 | 11:00 | 226 | 326 | 2842 | 1635 | 3390 | 495.52 | 28420 | 1863.9 | 34169.42 | 37245.69 | 0.91741
2017-01-30 | 12:00 | N | 3.5 | 1.2 | 4.28 | 1 | 12:00 | 222 | 319 | 2842 | 1635 | 777 | 382.8 | 12163.76 | 1635 | 14958.56 | 36074.18 | 0.41466
2017-01-30 | 13:00 | N | 2 | 1.2 | 5 | 1 | 13:00 | 195 | 299 | 2842 | 1635 | 390 | 358.8 | 14210 | 1635 | 16593.8 | 35309.29 | 0.46996
2017-01-30 | 14:00 | N | 3.01 | 1.2 | 5 | 1 | 14:00 | 205 | 237 | 2842 | 1635 | 617.05 | 284.4 | 14210 | 1635 | 16746.45 | 35040.87 | 0.47791
2017-01-30 | 15:00 | N | 2.34 | 1.2 | 4 | 0.51 | 15:00 | 212 | 213 | 2842 | 1380 | 496.08 | 255.6 | 11368 | 703.8 | 12823.48 | 34921.59 | 0.36721
2017-01-30 | 16:00 | N | 1.21 | 1.01 | 4 | 0.51 | 16:00 | 191 | 237 | 2842 | 1380 | 231.11 | 239.37 | 11368 | 703.8 | 12542.28 | 34822.55 | 0.36018
2017-01-30 | 17:00 | N | 1 | 1.2 | 4 | 0.51 | 17:00 | 218 | 258 | 2842 | 1380 | 218 | 309.6 | 11368 | 703.8 | 12599.4 | 34892.92 | 0.36109
2017-01-30 | 18:00 | N | 2 | 7.95 | 8.53 | 0.6 | 18:00 | 240 | 365 | 2842 | 1380 | 480 | 2901.75 | 24242.26 | 828 | 28452.01 | 35005.24 | 0.81279
2017-01-30 | 19:00 | N | 5.69 | 6 | 11.12 | 0.8 | 19:00 | 320 | 214 | 2842 | 1426 | 1820.8 | 1284 | 31603.04 | 1140.8 | 35848.64 | 36612.68 | 0.97913
2017-01-30 | 20:00 | N | 2 | 2.61 | 15 | 0.51 | 20:00 | 322 | 178 | 2842 | 1426 | 644 | 464.58 | 42630 | 727.26 | 44465.84 | 36906.88 | 1.2048
2017-01-30 | 21:00 | N | 3.46 | 2.24 | 10.06 | 0.51 | 21:00 | 337 | 173 | 2842 | 1426 | 1166.02 | 387.52 | 28590.52 | 727.26 | 30871.32 | 36271.52 | 0.85112
2017-01-30 | 22:00 | N | 8 | 2.61 | 10 | 0.6 | 22:00 | 394 | 194 | 2842 | 1426 | 3152 | 506.34 | 28420 | 855.6 | 32933.94 | 34802.97 | 0.9463
2017-01-30 | 23:00 | N | 10 | 4 | 10 | 0.17 | 23:00 | 389 | 265 | 2985 | 1111 | 3890 | 1060 | 29850 | 188.87 | 34988.87 | 32511.48 | 1.0762
2017-01-30 | 24:00 | N | 8 | 2.11 | 15.04 | 0.17 | 24:00 | 362 | 243 | 2985 | 1111 | 2896 | 512.73 | 44894.4 | 188.87 | 48492 | 30290.66 | 1.6009
2017-01-31 | 1:00 | N | 6.75 | 6 | 27 | 0.01 | 1:00 | 294 | 212 | 2985 | 1111 | 1984.5 | 1272 | 80595 | 11.11 | 83862.61 | 29050.47 | 2.8868
2017-01-31 | 2:00 | N | 6.28 | 6 | 27 | 0.01 | 2:00 | 236 | 179 | 2985 | 1111 | 1482.08 | 1074 | 80595 | 11.11 | 83162.19 | 28491.53 | 2.9188
2017-01-31 | 3:00 | N | 1 | 6 | 27 | 0.25 | 3:00 | 201 | 205 | 2985 | 1717 | 201 | 1230 | 80595 | 429.25 | 82455.25 | 28456.35 | 2.8976
2017-01-31 | 4:00 | N | 3 | 6 | 20.01 | 0.25 | 4:00 | 185 | 205 | 2985 | 1717 | 555 | 1230 | 59729.85 | 429.25 | 61944.1 | 28884.03 | 2.1446
2017-01-31 | 5:00 | N | 3.58 | 12 | 20.01 | 0.25 | 5:00 | 207 | 283 | 2985 | 1717 | 741.06 | 3396 | 59729.85 | 429.25 | 64296.16 | 30101.97 | 2.1359
2017-01-31 | 6:00 | N | 6 | 8.36 | 8.36 | 0.25 | 6:00 | 327 | 438 | 2985 | 1717 | 1962 | 3661.68 | 24954.6 | 429.25 | 31007.53 | 33066.16 | 0.93774
2017-01-31 | 7:00 | N | 10 | 30 | 30 | 2.51 | 7:00 | 249 | 556 | 2872 | 2219 | 2490 | 16680 | 86160 | 5569.69 | 110899.69 | 37724.34 | 2.9397
2017-01-31 | 8:00 | N | 2 | 5 | 9.57 | 2.45 | 8:00 | 256 | 306 | 2872 | 2219 | 512 | 1530 | 27485.04 | 5436.55 | 34963.59 | 39182.68 | 0.89232
2017-01-31 | 9:00 | N | 2 | 4 | 14 | 1.25 | 9:00 | 156 | 343 | 2872 | 2219 | 312 | 1372 | 40208 | 2773.75 | 44665.75 | 37952.47 | 1.1769
2017-01-31 | 10:00 | N | 2.03 | 4 | 10 | 0.97 | 10:00 | 196 | 315 | 2872 | 2219 | 397.88 | 1260 | 28720 | 2152.43 | 32530.31 | 36777.83 | 0.88451
2017-01-31 | 11:00 | N | 3.33 | 3.1 | 6.53 | 0.6 | 11:00 | 226 | 326 | 2842 | 1635 | 752.58 | 1010.6 | 18558.26 | 981 | 21302.44 | 35887.22 | 0.59359
2017-01-31 | 12:00 | N | 3.98 | 3.1 | 8 | 0.6 | 12:00 | 222 | 319 | 2842 | 1635 | 883.56 | 988.9 | 22736 | 981 | 25589.46 | 35326.48 | 0.72437
2017-01-31 | 13:00 | N | 50 | 3.1 | 16.62 | 0.6 | 13:00 | 195 | 299 | 2842 | 1635 | 9750 | 926.9 | 47234.04 | 981 | 58891.94 | 34902.47 | 1.6873
2017-01-31 | 14:00 | N | 29.23 | 4 | 20.97 | 0.6 | 14:00 | 205 | 237 | 2842 | 1635 | 5992.15 | 948 | 59596.74 | 981 | 67517.89 | 34927 | 1.9331
2017-01-31 | 15:00 | N | 22 | 3.1 | 22.24 | 0.5 | 15:00 | 212 | 213 | 2842 | 1380 | 4664 | 660.3 | 63206.08 | 690 | 69220.38 | 34939.15 | 1.9812
2017-01-31 | 16:00 | N | 3.95 | 3 | 22 | 0.5 | 16:00 | 191 | 237 | 2842 | 1380 | 754.45 | 711 | 62524 | 690 | 64679.45 | 34976.53 | 1.8492
2017-01-31 | 17:00 | N | 0.51 | 3 | 12 | 0.5 | 17:00 | 218 | 258 | 2842 | 1380 | 111.18 | 774 | 34104 | 690 | 35679.18 | 35005.94 | 1.0192
2017-01-31 | 18:00 | N | 4.47 | 19.6 | 20.01 | 0.5 | 18:00 | 240 | 365 | 2842 | 1380 | 1072.8 | 7154 | 56868.42 | 690 | 65785.22 | 35113.4 | 1.8735
2017-01-31 | 19:00 | N | 4.81 | 9.95 | 18 | 0.5 | 19:00 | 320 | 214 | 2842 | 1426 | 1539.2 | 2129.3 | 51156 | 713 | 55537.5 | 36610.27 | 1.517
2017-01-31 | 20:00 | N | 3.01 | 4 | 20.33 | 0.5 | 20:00 | 322 | 178 | 2842 | 1426 | 969.22 | 712 | 57777.86 | 713 | 60172.08 | 36822.07 | 1.6341
2017-01-31 | 21:00 | N | 3.01 | 5 | 19.66 | 0.5 | 21:00 | 337 | 173 | 2842 | 1426 | 1014.37 | 865 | 55873.72 | 713 | 58466.09 | 36161.24 | 1.6168
2017-01-31 | 22:00 | N | 3.5 | 4 | 19.88 | 0.5 | 22:00 | 394 | 194 | 2842 | 1426 | 1379 | 776 | 56498.96 | 713 | 59366.96 | 34648.16 | 1.7134
2017-01-31 | 23:00 | N | 7.26 | 7 | 25 | 0.01 | 23:00 | 389 | 265 | 2985 | 1111 | 2824.14 | 1855 | 74625 | 11.11 | 79315.25 | 32182.41 | 2.4646
2017-01-31 | 24:00 | N | 7.81 | 4 | 35.31 | 0.01 | 24:00 | 362 | 243 | 2985 | 1111 | 2827.22 | 972 | 105400.35 | 11.11 | 109210.68 | 29677.72 | 3.6799
2017-02-01 | 1:00 | N | 8.69 | 3.09 | 26 | 0.01 | 1:00 | 294 | 212 | 2985 | 1111 | 2554.86 | 655.08 | 77610 | 11.11 | 80831.05 | 28133.7 | 2.8731
2017-02-01 | 2:00 | N | 8 | 2.98 | 26 | 0.01 | 2:00 | 236 | 179 | 2985 | 1111 | 1888 | 533.42 | 77610 | 11.11 | 80042.53 | 27314.58 | 2.9304
2017-02-01 | 3:00 | N | 7.48 | 2.65 | 26 | 0.45 | 3:00 | 201 | 205 | 2985 | 1717 | 1503.48 | 543.25 | 77610 | 772.65 | 80429.38 | 27044.24 | 2.974
2017-02-01 | 4:00 | N | 7.67 | 2.65 | 26 | 0.45 | 4:00 | 185 | 205 | 2985 | 1717 | 1418.95 | 543.25 | 77610 | 772.65 | 80344.85 | 27103.3 | 2.9644
2017-02-01 | 5:00 | N | 4.99 | 6 | 16.5 | 0.45 | 5:00 | 207 | 283 | 2985 | 1717 | 1032.93 | 1698 | 49252.5 | 772.65 | 52756.08 | 27939.47 | 1.8882
2017-02-01 | 6:00 | N | 17.22 | 14.06 | 14.06 | 0.45 | 6:00 | 327 | 438 | 2985 | 1717 | 5630.94 | 6158.28 | 41969.1 | 772.65 | 54530.97 | 30360.34 | 1.7961
2017-02-01 | 7:00 | N | 5.33 | 27.59 | 26.8 | 26.59 | 7:00 | 249 | 556 | 2872 | 2219 | 1327.17 | 15340.04 | 76969.6 | 59003.21 | 152640.02 | 34394.29 | 4.4379
2017-02-01 | 8:00 | N | 3.46 | 7.67 | 8.37 | 7.77 | 8:00 | 256 | 306 | 2872 | 2219 | 885.76 | 2347.02 | 24038.64 | 17241.63 | 44513.05 | 35683.48 | 1.2474
2017-02-01 | 9:00 | N | 2 | 6.6 | 6.8 | 6.59 | 9:00 | 156 | 343 | 2872 | 2219 | 312 | 2263.8 | 19529.6 | 14623.21 | 36728.61 | 35132.9 | 1.0454
2017-02-01 | 10:00 | N | 4.09 | 3.5 | 8.24 | 8.03 | 10:00 | 196 | 315 | 2872 | 2219 | 801.64 | 1102.5 | 23665.28 | 17818.57 | 43387.99 | 35107.52 | 1.2359
2017-02-01 | 11:00 | N | 3.25 | 3.08 | 6 | 2.48 | 11:00 | 226 | 326 | 2842 | 1635 | 734.5 | 1004.08 | 17052 | 4054.8 | 22845.38 | 35273.52 | 0.64766
2017-02-01 | 12:00 | N | 3.01 | 3.5 | 7.2 | 2.9 | 12:00 | 222 | 319 | 2842 | 1635 | 668.22 | 1116.5 | 20462.4 | 4741.5 | 26988.62 | 35344.77 | 0.76358
2017-02-01 | 13:00 | N | 2.68 | 3.5 | 9.12 | 3.05 | 13:00 | 195 | 299 | 2842 | 1635 | 522.6 | 1046.5 | 25919.04 | 4986.75 | 32474.89 | 35536.41 | 0.91385
2017-02-01 | 14:00 | N | 2 | 4.96 | 9.41 | 4 | 14:00 | 205 | 237 | 2842 | 1635 | 410 | 1175.52 | 26743.22 | 6540 | 34868.74 | 36103.03 | 0.96581
2017-02-01 | 15:00 | N | 2 | 5.59 | 9.97 | 1.22 | 15:00 | 212 | 213 | 2842 | 1380 | 424 | 1190.67 | 28334.74 | 1683.6 | 31633.01 | 36529.12 | 0.86597
2017-02-01 | 16:00 | N | 2 | 3.5 | 7.82 | 1.22 | 16:00 | 191 | 237 | 2842 | 1380 | 382 | 829.5 | 22224.44 | 1683.6 | 25119.54 | 36877.24 | 0.68117
2017-02-01 | 17:00 | N | 1 | 3.5 | 7.02 | 1.22 | 17:00 | 218 | 258 | 2842 | 1380 | 218 | 903 | 19950.84 | 1683.6 | 22755.44 | 37038.45 | 0.61437
2017-02-01 | 18:00 | N | 1 | 10.01 | 13.83 | 1.22 | 18:00 | 240 | 365 | 2842 | 1380 | 240 | 3653.65 | 39304.86 | 1683.6 | 44882.11 | 36901.36 | 1.2163
2017-02-01 | 19:00 | N | 4.66 | 18.22 | 18.42 | 1.82 | 19:00 | 320 | 214 | 2842 | 1426 | 1491.2 | 3899.08 | 52349.64 | 2595.32 | 60335.24 | 37950.62 | 1.5898
2017-02-01 | 20:00 | N | 3.11 | 3.1 | 8.11 | 1.82 | 20:00 | 322 | 178 | 2842 | 1426 | 1001.42 | 551.8 | 23048.62 | 2595.32 | 27197.16 | 38054.42 | 0.71469
2017-02-01 | 21:00 | N | 3.19 | 3.1 | 6.36 | 1.34 | 21:00 | 337 | 173 | 2842 | 1426 | 1075.03 | 536.3 | 18075.12 | 1910.84 | 21597.29 | 37278.03 | 0.57936
2017-02-01 | 22:00 | N | 4.96 | 4 | 9.84 | 1.3 | 22:00 | 394 | 194 | 2842 | 1426 | 1954.24 | 776 | 27965.28 | 1853.8 | 32549.32 | 35664.87 | 0.91264
2017-02-01 | 23:00 | N | 9.21 | 6.47 | 18.68 | 0.01 | 23:00 | 389 | 265 | 2985 | 1111 | 3582.69 | 1714.55 | 55759.8 | 11.11 | 61068.15 | 33214.18 | 1.8386
2017-02-01 | 24:00 | N | 5.68 | 4 | 10.73 | 0.01 | 24:00 | 362 | 243 | 2985 | 1111 | 2056.16 | 972 | 32029.05 | 11.11 | 35068.32 | 30642.39 | 1.1444
2017-02-02 | 1:00 | N | 6 | 5 | 12 | 0.17 | 1:00 | 294 | 212 | 2985 | 1111 | 1764 | 1060 | 35820 | 188.87 | 38832.87 | 28809.38 | 1.3479
2017-02-02 | 2:00 | N | 4.87 | 3.53 | 12 | 0.17 | 2:00 | 236 | 179 | 2985 | 1111 | 1149.32 | 631.87 | 35820 | 188.87 | 37790.06 | 27997.7 | 1.3498
2017-02-02 | 3:00 | N | 3.5 | 3 | 12 | 0.61 | 3:00 | 201 | 205 | 2985 | 1717 | 703.5 | 615 | 35820 | 1047.37 | 38185.87 | 27716.41 | 1.3777
2017-02-02 | 4:00 | N | 4.53 | 2.76 | 12 | 0.71 | 4:00 | 185 | 205 | 2985 | 1717 | 838.05 | 565.8 | 35820 | 1219.07 | 38442.92 | 27900.48 | 1.3779
2017-02-02 | 5:00 | N | 3.5 | 5 | 8.72 | 0.61 | 5:00 | 207 | 283 | 2985 | 1717 | 724.5 | 1415 | 26029.2 | 1047.37 | 29216.07 | 28833.99 | 1.0133
2017-02-02 | 6:00 | N | 6.57 | 8.61 | 8.81 | 0.61 | 6:00 | 327 | 438 | 2985 | 1717 | 2148.39 | 3771.18 | 26297.85 | 1047.37 | 33264.79 | 31516.11 | 1.0555
2017-02-02 | 7:00 | N | 4.83 | 12.76 | 10.6 | 9.4 | 7:00 | 249 | 556 | 2872 | 2219 | 1202.67 | 7094.56 | 30443.2 | 20858.6 | 59599.03 | 35965.28 | 1.6571
2017-02-02 | 8:00 | N | 3.5 | 4.61 | 6.62 | 5.95 | 8:00 | 256 | 306 | 2872 | 2219 | 896 | 1410.66 | 19012.64 | 13203.05 | 34522.35 | 37798.14 | 0.91333
2017-02-02 | 9:00 | N | 3.27 | 7.34 | 8.32 | 8.11 | 9:00 | 156 | 343 | 2872 | 2219 | 510.12 | 2517.62 | 23895.04 | 17996.09 | 44918.87 | 37874.09 | 1.186
2017-02-02 | 10:00 | N | 10 | 5.33 | 7.9 | 7.38 | 10:00 | 196 | 315 | 2872 | 2219 | 1960 | 1678.95 | 22688.8 | 16376.22 | 42703.97 | 38341.41 | 1.1138
2017-02-02 | 11:00 | N | 3.98 | 3 | 6.94 | 2.3 | 11:00 | 226 | 326 | 2842 | 1635 | 899.48 | 978 | 19723.48 | 3760.5 | 25361.46 | 38515.56 | 0.65847
2017-02-02 | 12:00 | N | 3.5 | 3.45 | 7.04 | 2.43 | 12:00 | 222 | 319 | 2842 | 1635 | 777 | 1100.55 | 20007.68 | 3973.05 | 25858.28 | 38467.21 | 0.67222
2017-02-02 | 13:00 | N | 3.5 | 3.45 | 7.61 | 2.13 | 13:00 | 195 | 299 | 2842 | 1635 | 682.5 | 1031.55 | 21627.62 | 3482.55 | 26824.22 | 38244.13 | 0.70139
2017-02-02 | 14:00 | N | 3.31 | 3.45 | 8.11 | 2.06 | 14:00 | 205 | 237 | 2842 | 1635 | 678.55 | 817.65 | 23048.62 | 3368.1 | 27912.92 | 38107.64 | 0.73248
2017-02-02 | 15:00 | N | 2.72 | 3.45 | 8.24 | 1 | 15:00 | 212 | 213 | 2842 | 1380 | 576.64 | 734.85 | 23418.08 | 1380 | 26109.57 | 37852.24 | 0.68978
2017-02-02 | 16:00 | N | 2 | 3.45 | 8.76 | 0.99 | 16:00 | 191 | 237 | 2842 | 1380 | 382 | 817.65 | 24895.92 | 1366.2 | 27461.77 | 37671.69 | 0.72898
2017-02-02 | 17:00 | N | 2 | 3.49 | 7.81 | 1.3 | 17:00 | 218 | 258 | 2842 | 1380 | 436 | 900.42 | 22196.02 | 1794 | 25326.44 | 37918.72 | 0.66791
2017-02-02 | 18:00 | N | 2 | 10.13 | 15.86 | 1.3 | 18:00 | 240 | 365 | 2842 | 1380 | 480 | 3697.45 | 45074.12 | 1794 | 51045.57 | 38614.07 | 1.3219
2017-02-02 | 19:00 | N | 15 | 21.99 | 29.28 | 2 | 19:00 | 320 | 214 | 2842 | 1426 | 4800 | 4705.86 | 83213.76 | 2852 | 95571.62 | 40434.37 | 2.3636
2017-02-02 | 20:00 | N | 3.5 | 3.93 | 12.68 | 2 | 20:00 | 322 | 178 | 2842 | 1426 | 1127 | 699.54 | 36036.56 | 2852 | 40715.1 | 40718.88 | 0.99991
2017-02-02 | 21:00 | N | 3.5 | 4.9 | 8 | 1 | 21:00 | 337 | 173 | 2842 | 1426 | 1179.5 | 847.7 | 22736 | 1426 | 26189.2 | 40144.77 | 0.65237
2017-02-02 | 22:00 | N | 6 | 4 | 6.21 | 1 | 22:00 | 394 | 194 | 2842 | 1426 | 2364 | 776 | 17648.82 | 1426 | 22214.82 | 38595.27 | 0.57558
2017-02-02 | 23:00 | N | 5 | 4.97 | 5.83 | 0.25 | 23:00 | 389 | 265 | 2985 | 1111 | 1945 | 1317.05 | 17402.55 | 277.75 | 20942.35 | 36194.89 | 0.5786
2017-02-02 | 24:00 | N | 3.5 | 4 | 8.16 | 0.25 | 24:00 | 362 | 243 | 2985 | 1111 | 1267 | 972 | 24357.6 | 277.75 | 26874.35 | 33803.93 | 0.79501
2017-02-03 | 1:00 | N | 3.5 | 3.45 | 3.95 | 0.25 | 1:00 | 294 | 212 | 2985 | 1111 | 1029 | 731.4 | 11790.75 | 277.75 | 13828.9 | 32317.87 | 0.4279
2017-02-03 | 2:00 | N | 1 | 3.45 | 3.87 | 0.25 | 2:00 | 236 | 179 | 2985 | 1111 | 236 | 617.55 | 11551.95 | 277.75 | 12683.25 | 31523.81 | 0.40234
2017-02-03 | 3:00 | N | 1 | 3.14 | 3.51 | 0.62 | 3:00 | 201 | 205 | 2985 | 1717 | 201 | 643.7 | 10477.35 | 1064.54 | 12386.59 | 31233.78 | 0.39658
2017-02-03 | 4:00 | N | 2.53 | 3.29 | 3.51 | 0.62 | 4:00 | 185 | 205 | 2985 | 1717 | 468.05 | 674.45 | 10477.35 | 1064.54 | 12684.39 | 31414.94 | 0.40377
2017-02-03 | 5:00 | N | 2 | 3.45 | 3.95 | 0.62 | 5:00 | 207 | 283 | 2985 | 1717 | 414 | 976.35 | 11790.75 | 1064.54 | 14245.64 | 32369 | 0.4401
2017-02-03 | 6:00 | N | 4.46 | 5 | 5.22 | 0.62 | 6:00 | 327 | 438 | 2985 | 1717 | 1458.42 | 2190 | 15581.7 | 1064.54 | 20294.66 | 34953.85 | 0.58061
2017-02-03 | 7:00 | N | 3.5 | 24.55 | 26.18 | 16.2 | 7:00 | 249 | 556 | 2872 | 2219 | 871.5 | 13649.8 | 75188.96 | 35947.8 | 125658.06 | 39065.72 | 3.2166
2017-02-03 | 8:00 | N | 3.01 | 11 | 18.6 | 10 | 8:00 | 256 | 306 | 2872 | 2219 | 770.56 | 3366 | 53419.2 | 22190 | 79745.76 | 40627.69 | 1.9628
2017-02-03 | 9:00 | N | 2 | 12.82 | 15.85 | 12.02 | 9:00 | 156 | 343 | 2872 | 2219 | 312 | 4397.26 | 45521.2 | 26672.38 | 76902.84 | 40446.22 | 1.9014
2017-02-03 | 10:00 | N | 3.5 | 7.13 | 8.98 | 6.53 | 10:00 | 196 | 315 | 2872 | 2219 | 686 | 2245.95 | 25790.56 | 14490.07 | 43212.58 | 40614.4 | 1.064
2017-02-03 | 11:00 | N | 2.29 | 3.1 | 4.5 | 0.99 | 11:00 | 226 | 326 | 2842 | 1635 | 517.54 | 1010.6 | 12789 | 1618.65 | 15935.79 | 40447.9 | 0.39398
2017-02-03 | 12:00 | N | 2 | 3 | 4.5 | 1.3 | 12:00 | 222 | 319 | 2842 | 1635 | 444 | 957 | 12789 | 2125.5 | 16315.5 | 39669.51 | 0.41129
2017-02-03 | 13:00 | N | 2 | 3 | 4.37 | 1.34 | 13:00 | 195 | 299 | 2842 | 1635 | 390 | 897 | 12419.54 | 2190.9 | 15897.44 | 38492.39 | 0.413
2017-02-03 | 14:00 | N | 2 | 3 | 4.68 | 1.85 | 14:00 | 205 | 237 | 2842 | 1635 | 410 | 711 | 13300.56 | 3024.75 | 17446.31 | 37702.03 | 0.46274
2017-02-03 | 15:00 | N | 2 | 3 | 4 | 0.99 | 15:00 | 212 | 213 | 2842 | 1380 | 424 | 639 | 11368 | 1366.2 | 13797.2 | 36947.63 | 0.37343
2017-02-03 | 16:00 | N | 1.76 | 2.76 | 4 | 0.99 | 16:00 | 191 | 237 | 2842 | 1380 | 336.16 | 654.12 | 11368 | 1366.2 | 13724.48 | 36460.62 | 0.37642
2017-02-03 | 17:00 | N | 1 | 3 | 4 | 1.3 | 17:00 | 218 | 258 | 2842 | 1380 | 218 | 774 | 11368 | 1794 | 14154 | 36492.85 | 0.38786
2017-02-03 | 18:00 | N | 1.13 | 11 | 13.79 | 1.42 | 18:00 | 240 | 365 | 2842 | 1380 | 271.2 | 4015 | 39191.18 | 1959.6 | 45436.98 | 37461.13 | 1.2129
2017-02-03 | 19:00 | N | 4.35 | 15.57 | 19.3 | 1.61 | 19:00 | 320 | 214 | 2842 | 1426 | 1392 | 3331.98 | 54850.6 | 2295.86 | 61870.44 | 39533.11 | 1.565
2017-02-03 | 20:00 | N | 2 | 3.02 | 5.26 | 1.61 | 20:00 | 322 | 178 | 2842 | 1426 | 644 | 537.56 | 14948.92 | 2295.86 | 18426.34 | 39593.56 | 0.46539
2017-02-03 | 21:00 | N | 3.1 | 3.1 | 5 | 1.15 | 21:00 | 337 | 173 | 2842 | 1426 | 1044.7 | 536.3 | 14210 | 1639.9 | 17430.9 | 39098.33 | 0.44582
2017-02-03 | 22:00 | N | 4 | 4 | 5.41 | 0.99 | 22:00 | 394 | 194 | 2842 | 1426 | 1576 | 776 | 15375.22 | 1411.74 | 19138.96 | 38026.4 | 0.50331
2017-02-03 | 23:00 | N | 12.9 | 4.96 | 7.02 | 0.25 | 23:00 | 389 | 265 | 2985 | 1111 | 5018.1 | 1314.4 | 20954.7 | 277.75 | 27564.95 | 36310.8 | 0.75914
2017-02-03 | 24:00 | N | 4.98 | 4 | 9.44 | 0.25 | 24:00 | 362 | 243 | 2985 | 1111 | 1802.76 | 972 | 28178.4 | 277.75 | 31230.91 | 34313.55 | 0.91016
2017-02-04 | 1:00 | N | 3.31 | 4 | 8.26 | 0.25 | 1:00 | 294 | 212 | 2985 | 1111 | 973.14 | 848 | 24656.1 | 277.75 | 26754.99 | 32748.5 | 0.81698
2017-02-04 | 2:00 | N | 2.36 | 2.5 | 8 | 0.25 | 2:00 | 236 | 179 | 2985 | 1111 | 556.96 | 447.5 | 23880 | 277.75 | 25162.21 | 31877.64 | 0.78934
2017-02-04 | 3:00 | N | 1 | 2.5 | 4.69 | 0.76 | 3:00 | 201 | 205 | 2985 | 1717 | 201 | 512.5 | 13999.65 | 1304.92 | 16018.07 | 31348.13 | 0.51097
2017-02-04 | 4:00 | N | 2.1 | 2.5 | 5.78 | 0.76 | 4:00 | 185 | 205 | 2985 | 1717 | 388.5 | 512.5 | 17253.3 | 1304.92 | 19459.22 | 31168.93 | 0.62431
2017-02-04 | 5:00 | N | 2.4 | 4 | 5.7 | 0.76 | 5:00 | 207 | 283 | 2985 | 1717 | 496.8 | 1132 | 17014.5 | 1304.92 | 19948.22 | 31505.8 | 0.63316
2017-02-04 | 6:00 | N | 6 | 9.25 | 9.45 | 0.76 | 6:00 | 327 | 438 | 2985 | 1717 | 1962 | 4051.5 | 28208.25 | 1304.92 | 35526.67 | 32474.01 | 1.094
2017-02-04 | 7:00 | N | 3.5 | 6.95 | 5.81 | 4.95 | 7:00 | 249 | 556 | 2872 | 2219 | 871.5 | 3864.2 | 16686.32 | 10984.05 | 32406.07 | 34013.75 | 0.95273
2017-02-04 | 8:00 | N | 3.5 | 4.25 | 5.71 | 4.95 | 8:00 | 256 | 306 | 2872 | 2219 | 896 | 1300.5 | 16399.12 | 10984.05 | 29579.67 | 35604.15 | 0.83079
2017-02-04 | 9:00 | N | 1 | 6.35 | 8.5 | 5.55 | 9:00 | 156 | 343 | 2872 | 2219 | 156 | 2178.05 | 24412 | 12315.45 | 39061.5 | 37119.03 | 1.0523
2017-02-04 | 10:00 | N | 3.5 | 12.13 | 15 | 9.71 | 10:00 | 196 | 315 | 2872 | 2219 | 686 | 3820.95 | 43080 | 21546.49 | 69133.44 | 38310.01 | 1.8046
2017-02-04 | 11:00 | N | 3.5 | 4.8 | 7.53 | 1.45 | 11:00 | 226 | 326 | 2842 | 1635 | 791 | 1564.8 | 21400.26 | 2370.75 | 26126.81 | 38815.78 | 0.6731
2017-02-04 | 12:00 | N | 3.29 | 3 | 5.36 | 1.91 | 12:00 | 222 | 319 | 2842 | 1635 | 730.38 | 957 | 15233.12 | 3122.85 | 20043.35 | 38614.87 | 0.51906
2017-02-04 | 13:00 | N | 3.46 | 3 | 6.02 | 2 | 13:00 | 195 | 299 | 2842 | 1635 | 674.7 | 897 | 17108.84 | 3270 | 21950.54 | 37817.45 | 0.58043
2017-02-04 | 14:00 | N | 3.3 | 3 | 4.19 | 2 | 14:00 | 205 | 237 | 2842 | 1635 | 676.5 | 711 | 11907.98 | 3270 | 16565.48 | 36769.76 | 0.45052
2017-02-04 | 15:00 | N | 3.01 | 2.11 | 4 | 1 | 15:00 | 212 | 213 | 2842 | 1380 | 638.12 | 449.43 | 11368 | 1380 | 13835.55 | 35939.78 | 0.38496
2017-02-04 | 16:00 | N | 2.73 | 2.01 | 4 | 1 | 16:00 | 191 | 237 | 2842 | 1380 | 521.43 | 476.37 | 11368 | 1380 | 13745.8 | 35489.39 | 0.38732
2017-02-04 | 17:00 | N | 1 | 2.11 | 4 | 1 | 17:00 | 218 | 258 | 2842 | 1380 | 218 | 544.38 | 11368 | 1380 | 13510.38 | 35534.15 | 0.38021
2017-02-04 | 18:00 | N | 1 | 6.15 | 11.29 | 1.19 | 18:00 | 240 | 365 | 2842 | 1380 | 240 | 2244.75 | 32086.18 | 1642.2 | 36213.13 | 36243.84 | 0.99915
2017-02-04 | 19:00 | N | 10 | 14.87 | 15.07 | 1.59 | 19:00 | 320 | 214 | 2842 | 1426 | 3200 | 3182.18 | 42828.94 | 2267.34 | 51478.46 | 37691.89 | 1.3658
2017-02-04 | 20:00 | N | 3.5 | 3 | 9.98 | 1.56 | 20:00 | 322 | 178 | 2842 | 1426 | 1127 | 534 | 28363.16 | 2224.56 | 32248.72 | 37495.78 | 0.86006
2017-02-04 | 21:00 | N | 3.5 | 3 | 19.73 | 1.07 | 21:00 | 337 | 173 | 2842 | 1426 | 1179.5 | 519 | 56072.66 | 1525.82 | 59296.98 | 36803.85 | 1.6112
2017-02-04 | 22:00 | N | 15 | 4 | 19.12 | 1.03 | 22:00 | 394 | 194 | 2842 | 1426 | 5910 | 776 | 54339.04 | 1468.78 | 62493.82 | 35807.98 | 1.7452
2017-02-04 | 23:00 | N | 15 | 5.07 | 16.54 | 0.17 | 23:00 | 389 | 265 | 2985 | 1111 | 5835 | 1343.55 | 49371.9 | 188.87 | 56739.32 | 34186.67 | 1.6597
2017-02-04 | 24:00 | N | 5 | 3.21 | 15.28 | 0.17 | 24:00 | 362 | 243 | 2985 | 1111 | 1810 | 780.03 | 45610.8 | 188.87 | 48389.7 | 32347.66 | 1.4959
2017-02-05 | 1:00 | N | 10 | 5 | 20 | 0.25 | 1:00 | 294 | 212 | 2985 | 1111 | 2940 | 1060 | 59700 | 277.75 | 63977.75 | 30824.22 | 2.0756
2017-02-05 | 2:00 | N | 6.3 | 5 | 20 | 0.25 | 2:00 | 236 | 179 | 2985 | 1111 | 1486.8 | 895 | 59700 | 277.75 | 62359.55 | 29790.21 | 2.0933
2017-02-05 | 3:00 | N | 6.55 | 5 | 15.01 | 0.8 | 3:00 | 201 | 205 | 2985 | 1717 | 1316.55 | 1025 | 44804.85 | 1373.6 | 48520 | 29148.39 | 1.6646
2017-02-05 | 4:00 | N | 8.53 | 5 | 20 | 0.8 | 4:00 | 185 | 205 | 2985 | 1717 | 1578.05 | 1025 | 59700 | 1373.6 | 63676.65 | 28762.83 | 2.2139
2017-02-05 | 5:00 | N | 6.63 | 5 | 20 | 0.8 | 5:00 | 207 | 283 | 2985 | 1717 | 1372.41 | 1415 | 59700 | 1373.6 | 63861.01 | 28812.3 | 2.2164
2017-02-05 | 6:00 | N | 32 | 25 | 19.05 | 0.8 | 6:00 | 327 | 438 | 2985 | 1717 | 10464 | 10950 | 56864.25 | 1373.6 | 79651.85 | 29266.45 | 2.7216
2017-02-05 | 7:00 | N | 15 | 47 | 11.7 | 10.95 | 7:00 | 249 | 556 | 2872 | 2219 | 3735 | 26132 | 33602.4 | 24298.05 | 87767.45 | 30158.49 | 2.9102
2017-02-05 | 8:00 | N | 3.98 | 7.69 | 8 | 7.69 | 8:00 | 256 | 306 | 2872 | 2219 | 1018.88 | 2353.14 | 22976 | 17064.11 | 43412.13 | 31126.11 | 1.3947
2017-02-05 | 9:00 | N | 3.46 | 8.48 | 8.37 | 7.88 | 9:00 | 156 | 343 | 2872 | 2219 | 539.76 | 2908.64 | 24038.64 | 17485.72 | 44972.76 | 32357.7 | 1.3899
2017-02-05 | 10:00 | N | 3.98 | 6.91 | 7.11 | 6.31 | 10:00 | 196 | 315 | 2872 | 2219 | 780.08 | 2176.65 | 20419.92 | 14001.89 | 37378.54 | 33406.96 | 1.1189
2017-02-05 | 11:00 | N | 3.5 | 3.1 | 6.19 | 1.5 | 11:00 | 226 | 326 | 2842 | 1635 | 791 | 1010.6 | 17591.98 | 2452.5 | 21846.08 | 33760.68 | 0.64709
2017-02-05 | 12:00 | N | 3.36 | 3.1 | 5.35 | 1.8 | 12:00 | 222 | 319 | 2842 | 1635 | 745.92 | 988.9 | 15204.7 | 2943 | 19882.52 | 33721.07 | 0.58962
2017-02-05 | 13:00 | N | 3.34 | 3.1 | 4.74 | 2 | 13:00 | 195 | 299 | 2842 | 1635 | 651.3 | 926.9 | 13471.08 | 3270 | 18319.28 | 33717.96 | 0.54331
2017-02-05 | 14:00 | N | 2 | 3.1 | 3.7 | 1.8 | 14:00 | 205 | 237 | 2842 | 1635 | 410 | 734.7 | 10515.4 | 2943 | 14603.1 | 33746.95 | 0.43272
2017-02-05 | 15:00 | N | 2 | 3 | 5.11 | 1.1 | 15:00 | 212 | 213 | 2842 | 1380 | 424 | 639 | 14522.62 | 1518 | 17103.62 | 33823.48 | 0.50567
2017-02-05 | 16:00 | N | 2 | 3 | 5 | 1.16 | 16:00 | 191 | 237 | 2842 | 1380 | 382 | 711 | 14210 | 1600.8 | 16903.8 | 33943.69 | 0.498
2017-02-05 | 17:00 | N | 1 | 3 | 3.95 | 1.44 | 17:00 | 218 | 258 | 2842 | 1380 | 218 | 774 | 11225.9 | 1987.2 | 14205.1 | 34175.42 | 0.41565
2017-02-05 | 18:00 | N | 1 | 10.03 | 10.23 | 1.45 | 18:00 | 240 | 365 | 2842 | 1380 | 240 | 3660.95 | 29073.66 | 2001 | 34975.61 | 34101.65 | 1.0256
2017-02-05 | 19:00 | N | 10.49 | 30.35 | 24.38 | 2 | 19:00 | 320 | 214 | 2842 | 1426 | 3356.8 | 6494.9 | 69287.96 | 2852 | 81991.66 | 34916.38 | 2.3482
2017-02-05 | 20:00 | N | 3.5 | 4.59 | 7.8 | 1.45 | 20:00 | 322 | 178 | 2842 | 1426 | 1127 | 817.02 | 22167.6 | 2067.7 | 26179.32 | 34984.99 | 0.7483
2017-02-05 | 21:00 | N | 3.5 | 5 | 8.11 | 0.99 | 21:00 | 337 | 173 | 2842 | 1426 | 1179.5 | 865 | 23048.62 | 1411.74 | 26504.86 | 34530.19 | 0.76759
2017-02-05 | 22:00 | N | 15 | 8.3 | 10 | 0.99 | 22:00 | 394 | 194 | 2842 | 1426 | 5910 | 1610.2 | 28420 | 1411.74 | 37351.94 | 33742.3 | 1.107
2017-02-05 | 23:00 | N | 32 | 22 | 22 | 0.25 | 23:00 | 389 | 265 | 2985 | 1111 | 12448 | 5830 | 65670 | 277.75 | 84225.75 | 32929.02 | 2.5578
2017-02-05 | 24:00 | N | 15 | 4 | 17.09 | 0.25 | 24:00 | 362 | 243 | 2985 | 1111 | 5430 | 972 | 51013.65 | 277.75 | 57693.4 | 30356.15 | 1.9006
2017-02-06 | 1:00 | N | 10 | 5 | 16 | 0.25 | 1:00 | 294 | 212 | 2985 | 1111 | 2940 | 1060 | 47760 | 277.75 | 52037.75 | 28388.03 | 1.8331
2017-02-06 | 2:00 | N | 10 | 5 | 16 | 0.25 | 2:00 | 236 | 179 | 2985 | 1111 | 2360 | 895 | 47760 | 277.75 | 51292.75 | 27223.14 | 1.8842
2017-02-06 | 3:00 | N | 9.67 | 5 | 16 | 0.97 | 3:00 | 201 | 205 | 2985 | 1717 | 1943.67 | 1025 | 47760 | 1665.49 | 52394.16 | 26683.49 | 1.9635
2017-02-06 | 4:00 | N | 9.11 | 5 | 16 | 0.97 | 4:00 | 185 | 205 | 2985 | 1717 | 1685.35 | 1025 | 47760 | 1665.49 | 52135.84 | 26605.67 | 1.9596
2017-02-06 | 5:00 | N | 8 | 5 | 16 | 0.97 | 5:00 | 207 | 283 | 2985 | 1717 | 1656 | 1415 | 47760 | 1665.49 | 52496.49 | 27264.96 | 1.9254
2017-02-06 | 6:00 | N | 19.84 | 22 | 20 | 0.97 | 6:00 | 327 | 438 | 2985 | 1717 | 6487.68 | 9636 | 59700 | 1665.49 | 77489.17 | 29279.41 | 2.6465
2017-02-06 | 7:00 | N | 5 | 50 | 21.7 | 20.95 | 7:00 | 249 | 556 | 2872 | 2219 | 1245 | 27800 | 62322.4 | 46488.05 | 137855.45 | 32862.19 | 4.195
2017-02-06 | 8:00 | N | 3.5 | 14.41 | 15.01 | 14.41 | 8:00 | 256 | 306 | 2872 | 2219 | 896 | 4409.46 | 43108.72 | 31975.79 | 80389.97 | 34337.06 | 2.3412
2017-02-06 | 9:00 | N | 3.01 | 14.3 | 15.01 | 13.7 | 9:00 | 156 | 343 | 2872 | 2219 | 469.56 | 4904.9 | 43108.72 | 30400.3 | 78883.48 | 34480.27 | 2.2878
2017-02-06 | 10:00 | N | 5 | 10.8 | 11 | 10.2 | 10:00 | 196 | 315 | 2872 | 2219 | 980 | 3402 | 31592 | 22633.8 | 58607.8 | 35250.15 | 1.6626
2017-02-06 | 11:00 | N | 3.5 | 3 | 10 | 2 | 11:00 | 226 | 326 | 2842 | 1635 | 791 | 978 | 28420 | 3270 | 33459 | 36144.94 | 0.92569
2017-02-06 | 12:00 | N | 3.01 | 3 | 9 | 2 | 12:00 | 222 | 319 | 2842 | 1635 | 668.22 | 957 | 25578 | 3270 | 30473.22 | 36987.6 | 0.82388
2017-02-06 | 13:00 | N | 3.46 | 3.69 | 6.69 | 2 | 13:00 | 195 | 299 | 2842 | 1635 | 674.7 | 1103.31 | 19012.98 | 3270 | 24060.99 | 37502.32 | 0.64159
2017-02-06 | 14:00 | N | 2.85 | 4.44 | 6.13 | 2 | 14:00 | 205 | 237 | 2842 | 1635 | 584.25 | 1052.28 | 17421.46 | 3270 | 22327.99 | 38106.61 | 0.58593
2017-02-06 | 15:00 | N | 2 | 6.98 | 7.25 | 1.12 | 15:00 | 212 | 213 | 2842 | 1380 | 424 | 1486.74 | 20604.5 | 1545.6 | 24060.84 | 38369.7 | 0.62708
2017-02-06 | 16:00 | N | 2 | 6.8 | 7 | 1.13 | 16:00 | 191 | 237 | 2842 | 1380 | 382 | 1611.6 | 19894 | 1559.4 | 23447 | 38385.12 | 0.61084
2017-02-06 | 17:00 | N | 2 | 5.42 | 7 | 0.99 | 17:00 | 218 | 258 | 2842 | 1380 | 436 | 1398.36 | 19894 | 1366.2 | 23094.56 | 38300.07 | 0.60299
2017-02-06 | 18:00 | N | 1.21 | 15.58 | 15.78 | 1.16 | 18:00 | 240 | 365 | 2842 | 1380 | 290.4 | 5686.7 | 44846.76 | 1600.8 | 52424.66 | 38275.48 | 1.3697
2017-02-06 | 19:00 | N | 5.95 | 31.19 | 29.19 | 1.82 | 19:00 | 320 | 214 | 2842 | 1426 | 1904 | 6674.66 | 82957.98 | 2595.32 | 94131.96 | 39719.88 | 2.3699
2017-02-06 | 20:00 | N | 3.5 | 5 | 8.11 | 1.15 | 20:00 | 322 | 178 | 2842 | 1426 | 1127 | 890 | 23048.62 | 1639.9 | 26705.52 | 39890.54 | 0.66947
2017-02-06 | 21:00 | N | 3.98 | 5 | 10 | 1.15 | 21:00 | 337 | 173 | 2842 | 1426 | 1341.26 | 865 | 28420 | 1639.9 | 32266.16 | 39116.61 | 0.82487
2017-02-06 | 22:00 | N | 5 | 7.93 | 18 | 1.05 | 22:00 | 394 | 194 | 2842 | 1426 | 1970 | 1538.42 | 51156 | 1497.3 | 56161.72 | 37406.62 | 1.5014
2017-02-06 | 23:00 | N | 23.72 | 22 | 22.2 | 0.25 | 23:00 | 389 | 265 | 2985 | 1111 | 9227.08 | 5830 | 66267 | 277.75 | 81601.83 | 34811.52 | 2.3441
2017-02-06 | 24:00 | N | 11.02 | 4 | 35 | 0.25 | 24:00 | 362 | 243 | 2985 | 1111 | 3989.24 | 972 | 104475 | 277.75 | 109713.99 | 32091.19 | 3.4188
2017-02-07 | 1:00 | N | 13.19 | 7 | 16 | 0.25 | 1:00 | 294 | 212 | 2985 | 1111 | 3877.86 | 1484 | 47760 | 277.75 | 53399.61 | 30079.84 | 1.7753
2017-02-07 | 2:00 | N | 10 | 5.6 | 16 | 0.25 | 2:00 | 236 | 179 | 2985 | 1111 | 2360 | 1002.4 | 47760 | 277.75 | 51400.15 | 28876.87 | 1.78
2017-02-07 | 3:00 | N | 10 | 5.7 | 16 | 0.8 | 3:00 | 201 | 205 | 2985 | 1717 | 2010 | 1168.5 | 47760 | 1373.6 | 52312.1 | 28090.91 | 1.8622
2017-02-07 | 4:00 | N | 13.37 | 5.4 | 16 | 0.8 | 4:00 | 185 | 205 | 2985 | 1717 | 2473.45 | 1107 | 47760 | 1373.6 | 52714.05 | 27810.5 | 1.8955
2017-02-07 | 5:00 | N | 10 | 9.11 | 16 | 0.8 | 5:00 | 207 | 283 | 2985 | 1717 | 2070 | 2578.13 | 47760 | 1373.6 | 53781.73 | 28187.82 | 1.908
2017-02-07 | 6:00 | N | 15 | 22 | 18 | 0.8 | 6:00 | 327 | 438 | 2985 | 1717 | 4905 | 9636 | 53730 | 1373.6 | 69644.6 | 30136.62 | 2.311
2017-02-07 | 7:00 | N | 5.91 | 35 | 18.21 | 18 | 7:00 | 249 | 556 | 2872 | 2219 | 1471.59 | 19460 | 52299.12 | 39942 | 113172.71 | 33689.17 | 3.3593
2017-02-07 | 8:00 | N | 3.98 | 11.94 | 12.15 | 11.94 | 8:00 | 256 | 306 | 2872 | 2219 | 1018.88 | 3653.64 | 34894.8 | 26494.86 | 66062.18 | 34946.88 | 1.8904
2017-02-07 | 9:00 | N | 3.11 | 14.35 | 13.96 | 13.75 | 9:00 | 156 | 343 | 2872 | 2219 | 485.16 | 4922.05 | 40093.12 | 30511.25 | 76011.58 | 34972.35 | 2.1735
2017-02-07 | 10:00 | N | 8 | 10.8 | 11 | 10.75 | 10:00 | 196 | 315 | 2872 | 2219 | 1568 | 3402 | 31592 | 23854.25 | 60416.25 | 35753.54 | 1.6898
2017-02-07 | 11:00 | N | 3.5 | 3 | 6 | 2.14 | 11:00 | 226 | 326 | 2842 | 1635 | 791 | 978 | 17052 | 3498.9 | 22319.9 | 36706.92 | 0.60806
2017-02-07 | 12:00 | N | 3.01 | 4.53 | 5.03 | 3.95 | 12:00 | 222 | 319 | 2842 | 1635 | 668.22 | 1445.07 | 14295.26 | 6458.25 | 22866.8 | 37696.32 | 0.60661
2017-02-07 | 13:00 | N | 3.11 | 3.62 | 5.25 | 3.62 | 13:00 | 195 | 299 | 2842 | 1635 | 606.45 | 1082.38 | 14920.5 | 5918.7 | 22528.03 | 38700.43 | 0.58211
2017-02-07 | 14:00 | N | 3.5 | 6.24 | 7.71 | 3.95 | 14:00 | 205 | 237 | 2842 | 1635 | 717.5 | 1478.88 | 21911.82 | 6458.25 | 30566.45 | 39649.84 | 0.77091
2017-02-07 | 15:00 | N | 3.45 | 8.67 | 9.28 | 1.33 | 15:00 | 212 | 213 | 2842 | 1380 | 731.4 | 1846.71 | 26373.76 | 1835.4 | 30787.27 | 40154.72 | 0.76672
2017-02-07 | 16:00 | N | 2 | 11.68 | 12.36 | 2 | 16:00 | 191 | 237 | 2842 | 1380 | 382 | 2768.16 | 35127.12 | 2760 | 41037.28 | 40518.06 | 1.0128
2017-02-07 | 17:00 | N | 2 | 8.45 | 9 | 2 | 17:00 | 218 | 258 | 2842 | 1380 | 436 | 2180.1 | 25578 | 2760 | 30954.1 | 40404.26 | 0.76611
2017-02-07 | 18:00 | N | 2 | 14.28 | 16.74 | 1.4 | 18:00 | 240 | 365 | 2842 | 1380 | 480 | 5212.2 | 47575.08 | 1932 | 55199.28 | 39841.13 | 1.3855
2017-02-07 | 19:00 | N | 8 | 17.15 | 17.35 | 2 | 19:00 | 320 | 214 | 2842 | 1426 | 2560 | 3670.1 | 49308.7 | 2852 | 58390.8 | 40310 | 1.4485
2017-02-07 | 20:00 | N | 3.5 | 5 | 9.1 | 1.56 | 20:00 | 322 | 178 | 2842 | 1426 | 1127 | 890 | 25862.2 | 2224.56 | 30103.76 | 39918.26 | 0.75414
2017-02-07 | 21:00 | N | 3.5 | 5 | 8.11 | 1.42 | 21:00 | 337 | 173 | 2842 | 1426 | 1179.5 | 865 | 23048.62 | 2024.92 | 27118.04 | 38677.47 | 0.70113
2017-02-07 | 22:00 | N | 5.05 | 7.49 | 7.89 | 0.99 | 22:00 | 394 | 194 | 2842 | 1426 | 1989.7 | 1453.06 | 22423.38 | 1411.74 | 27277.88 | 36594.44 | 0.74541
2017-02-07 | 23:00 | N | 9 | 13.3 | 16.58 | 0.25 | 23:00 | 389 | 265 | 2985 | 1111 | 3501 | 3524.5 | 49491.3 | 277.75 | 56794.55 | 33630.27 | 1.6888
2017-02-07 | 24:00 | N | 8 | 4 | 14 | 0.25 | 24:00 | 362 | 243 | 2985 | 1111 | 2896 | 972 | 41790 | 277.75 | 45935.75 | 30752.5 | 1.4937
2017-02-08 | 1:00 | N | 10.54 | 6.95 | 12 | 0.25 | 1:00 | 294 | 212 | 2985 | 1111 | 3098.76 | 1473.4 | 35820 | 277.75 | 40669.91 | 28775.4 | 1.4134
2017-02-08 | 2:00 | N | 8.74 | 5.8 | 12 | 0.25 | 2:00 | 236 | 179 | 2985 | 1111 | 2062.64 | 1038.2 | 35820 | 277.75 | 39198.59 | 27616.22 | 1.4194
2017-02-08 | 3:00 | N | 9.11 | 6 | 12 | 0.51 | 3:00 | 201 | 205 | 2985 | 1717 | 1831.11 | 1230 | 35820 | 875.67 | 39756.78 | 27076.76 | 1.4683
2017-02-08 | 4:00 | N | 10.68 | 6 | 12 | 0.51 | 4:00 | 185 | 205 | 2985 | 1717 | 1975.8 | 1230 | 35820 | 875.67 | 39901.47 | 26988.5 | 1.4785
2017-02-08 | 5:00 | N | 8.35 | 5 | 12 | 0.51 | 5:00 | 207 | 283 | 2985 | 1717 | 1728.45 | 1415 | 35820 | 875.67 | 39839.12 | 27655.93 | 1.4405
2017-02-08 | 6:00 | N | 13 | 15.12 | 15.01 | 0.51 | 6:00 | 327 | 438 | 2985 | 1717 | 4251 | 6622.56 | 44804.85 | 875.67 | 56554.08 | 29799.67 | 1.8978
2017-02-08 | 7:00 | N | 3.5 | 22.01 | 15.01 | 15 | 7:00 | 249 | 556 | 2872 | 2219 | 871.5 | 12237.56 | 43108.72 | 33285 | 89502.78 | 33693.33 | 2.6564
2017-02-08 | 8:00 | N | 3.5 | 8.74 | 9.26 | 9.05 | 8:00 | 256 | 306 | 2872 | 2219 | 896 | 2674.44 | 26594.72 | 20081.95 | 50247.11 | 34990.02 | 1.436
2017-02-08 | 9:00 | N | 3.11 | 5.59 | 5.35 | 5.14 | 9:00 | 156 | 343 | 2872 | 2219 | 485.16 | 1917.37 | 15365.2 | 11405.66 | 29173.39 | 34846.82 | 0.83719
2017-02-08 | 10:00 | N | 3.81 | 5.19 | 5.39 | 5.18 | 10:00 | 196 | 315 | 2872 | 2219 | 746.76 | 1634.85 | 15480.08 | 11494.42 | 29356.11 | 35250.47 | 0.83279
2017-02-08 | 11:00 | N | 3.46 | 3 | 4.97 | 2 | 11:00 | 226 | 326 | 2842 | 1635 | 781.96 | 978 | 14124.74 | 3270 | 19154.7 | 36126.86 | 0.53021
2017-02-08 | 12:00 | N | 2.84 | 3.87 | 4.52 | 2.08 | 12:00 | 222 | 319 | 2842 | 1635 | 630.48 | 1234.53 | 12845.84 | 3400.8 | 18111.65 | 37029.93 | 0.48911
2017-02-08 | 13:00 | N | 3 | 4.75 | 5.2 | 3.46 | 13:00 | 195 | 299 | 2842 | 1635 | 585 | 1420.25 | 14778.4 | 5657.1 | 22440.75 | 37914.12 | 0.59188
2017-02-08 | 14:00 | N | 2 | 7.84 | 9.18 | 4 | 14:00 | 205 | 237 | 2842 | 1635 | 410 | 1858.08 | 26089.56 | 6540 | 34897.64 | 39016.48 | 0.89443
2017-02-08 | 15:00 | N | 2 | 12.68 | 14 | 1.45 | 15:00 | 212 | 213 | 2842 | 1380 | 424 | 2700.84 | 39788 | 2001 | 44913.84 | 39759.19 | 1.1296
2017-02-08 | 16:00 | N | 2 | 16.97 | 19.56 | 1.63 | 16:00 | 191 | 237 | 2842 | 1380 | 382 | 4021.89 | 55589.52 | 2249.4 | 62242.81 | 40174.65 | 1.5493
2017-02-08 | 17:00 | N | 1.38 | 9.48 | 14 | 2 | 17:00 | 218 | 258 | 2842 | 1380 | 300.84 | 2445.84 | 39788 | 2760 | 45294.68 | 40357.63 | 1.1223
2017-02-08 | 18:00 | N | 2 | 12.51 | 15.01 | 1.45 | 18:00 | 240 | 365 | 2842 | 1380 | 480 | 4566.15 | 42658.42 | 2001 | 49705.57 | 39699.41 | 1.252
2017-02-08 | 19:00 | N | 6.74 | 18.03 | 20.01 | 2 | 19:00 | 320 | 214 | 2842 | 1426 | 2156.8 | 3858.42 | 56868.42 | 2852 | 65735.64 | 40118.55 | 1.6385
2017-02-08 | 20:00 | N | 3.11 | 4.12 | 6.41 | 2 | 20:00 | 322 | 178 | 2842 | 1426 | 1001.42 | 733.36 | 18217.22 | 2852 | 22804 | 39966.15 | 0.57058
2017-02-08 | 21:00 | N | 3.2 | 4.69 | 6.32 | 1.59 | 21:00 | 337 | 173 | 2842 | 1426 | 1078.4 | 811.37 | 17961.44 | 2267.34 | 22118.55 | 38668.28 | 0.57201
2017-02-08 | 22:00 | N | 4.52 | 5.59 | 5.97 | 0.99 | 22:00 | 394 | 194 | 2842 | 1426 | 1780.88 | 1084.46 | 16966.74 | 1411.74 | 21243.82 | 36590.38 | 0.58058
2017-02-08 | 23:00 | N | 6.04 | 5.51 | 5.71 | 0.25 | 23:00 | 389 | 265 | 2985 | 1111 | 2349.56 | 1460.15 | 17044.35 | 277.75 | 21131.81 | 33753.9 | 0.62606
2017-02-08 | 24:00 | N | 5.17 | 4 | 10 | 0.25 | 24:00 | 362 | 243 | 2985 | 1111 | 1871.54 | 972 | 29850 | 277.75 | 32971.29 | 31068.81 | 1.0612
2017-02-09 | 1:00 | N | 6.98 | 4 | 4.43 | 0.25 | 1:00 | 294 | 212 | 2985 | 1111 | 2052.12 | 848 | 13223.55 | 277.75 | 16401.42 | 29409.03 | 0.5577
2017-02-09 | 2:00 | N | 4.01 | 2.67 | 4.01 | 0.25 | 2:00 | 236 | 179 | 2985 | 1111 | 946.36 | 477.93 | 11969.85 | 277.75 | 13671.89 | 28614.27 | 0.4778
2017-02-09 | 3:00 | N | 3.5 | 3.11 | 4.01 | 0.76 | 3:00 | 201 | 205 | 2985 | 1717 | 703.5 | 637.55 | 11969.85 | 1304.92 | 14615.82 | 28382.62 | 0.51496
2017-02-09 | 4:00 | N | 6.01 | 3.11 | 4.01 | 0.76 | 4:00 | 185 | 205 | 2985 | 1717 | 1111.85 | 637.55 | 11969.85 | 1304.92 | 15024.17 | 28600.6 | 0.52531
2017-02-09 | 5:00 | N | 5.28 | 4 | 4.62 | 0.76 | 5:00 | 207 | 283 | 2985 | 1717 | 1092.96 | 1132 | 13790.7 | 1304.92 | 17320.58 | 29736.93 | 0.58246
2017-02-09 | 6:00 | N | 7.95 | 12 | 7.91 | 0.76 | 6:00 | 327 | 438 | 2985 | 1717 | 2599.65 | 5256 | 23611.35 | 1304.92 | 32771.92 | 32499.74 | 1.0084
2017-02-09 | 7:00 | N | 9.11 | 32 | 17.5 | 16.75 | 7:00 | 249 | 556 | 2872 | 2219 | 2268.39 | 17792 | 50260 | 37168.25 | 107488.64 | 37098.68 | 2.8974
2017-02-09 | 8:00 | N | 3.11 | 10.22 | 11.59 | 10.99 | 8:00 | 256 | 306 | 2872 | 2219 | 796.16 | 3127.32 | 33286.48 | 24386.81 | 61596.77 | 38705.2 | 1.5914
2017-02-09 | 9:00 | N | 2.03 | 9.81 | 10.01 | 9.56 | 9:00 | 156 | 343 | 2872 | 2219 | 316.68 | 3364.83 | 28748.72 | 21213.64 | 53643.87 | 38249.12 | 1.4025
2017-02-09 | 10:00 | N | 3.69 | 6.62 | 7.78 | 7.57 | 10:00 | 196 | 315 | 2872 | 2219 | 723.24 | 2085.3 | 22344.16 | 16797.83 | 41950.53 | 37792.52 | 1.11
2017-02-09 | 11:00 | N | 3.46 | 3 | 4.01 | 2 | 11:00 | 226 | 326 | 2842 | 1635 | 781.96 | 978 | 11396.42 | 3270 | 16426.38 | 37062.18 | 0.44321
2017-02-09 | 12:00 | N | 2.86 | 2.98 | 5.23 | 1.45 | 12:00 | 222 | 319 | 2842 | 1635 | 634.92 | 950.62 | 14863.66 | 2370.75 | 18819.95 | 36265.03 | 0.51896
2017-02-09 | 13:00 | N | 2.86 | 3 | 7 | 2.4 | 13:00 | 195 | 299 | 2842 | 1635 | 557.7 | 897 | 19894 | 3924 | 25272.7 | 35541.91 | 0.71107
2017-02-09 | 14:00 | N | 3.03 | 3 | 14 | 2 | 14:00 | 205 | 237 | 2842 | 1635 | 621.15 | 711 | 39788 | 3270 | 44390.15 | 35274.32 | 1.2584
2017-02-09 | 15:00 | N | 3.01 | 3 | 9.76 | 1.22 | 15:00 | 212 | 213 | 2842 | 1380 | 638.12 | 639 | 27737.92 | 1683.6 | 30698.64 | 34992.86 | 0.87728
2017-02-09 | 16:00 | N | 3.01 | 3 | 8.94 | 0.99 | 16:00 | 191 | 237 | 2842 | 1380 | 574.91 | 711 | 25407.48 | 1366.2 | 28059.59 | 34854.79 | 0.80504
2017-02-09 | 17:00 | N | 2 | 3 | 8.42 | 1 | 17:00 | 218 | 258 | 2842 | 1380 | 436 | 774 | 23929.64 | 1380 | 26519.64 | 34870.23 | 0.76052
2017-02-09 | 18:00 | N | 2 | 15.85 | 20 | 1.45 | 18:00 | 240 | 365 | 2842 | 1380 | 480 | 5785.25 | 56840 | 2001 | 65106.25 | 34885.04 | 1.8663
2017-02-09 | 19:00 | N | 10 | 27.55 | 27.75 | 1.45 | 19:00 | 320 | 214 | 2842 | 1426 | 3200 | 5895.7 | 78865.5 | 2067.7 | 90028.9 | 36439.82 | 2.4706
2017-02-09 | 20:00 | N | 3.46 | 3.11 | 10.01 | 1.61 | 20:00 | 322 | 178 | 2842 | 1426 | 1114.12 | 553.58 | 28448.42 | 2295.86 | 32411.98 | 37246.46 | 0.8702
2017-02-09 | 21:00 | N | 3.5 | 5 | 10.01 | 0.99 | 21:00 | 337 | 173 | 2842 | 1426 | 1179.5 | 865 | 28448.42 | 1411.74 | 31904.66 | 37016.52 | 0.8619
2017-02-09 | 22:00 | N | 5 | 5.01 | 14 | 0.99 | 22:00 | 394 | 194 | 2842 | 1426 | 1970 | 971.94 | 39788 | 1411.74 | 44141.68 | 35739.76 | 1.2351
2017-02-09 | 23:00 | N | 11 | 6.31 | 20.01 | 0.25 | 23:00 | 389 | 265 | 2985 | 1111 | 4279 | 1672.15 | 59729.85 | 277.75 | 65958.75 | 33432.81 | 1.9729
2017-02-09 | 24:00 | N | 11.52 | 4 | 10.01 | 0.25 | 24:00 | 362 | 243 | 2985 | 1111 | 4170.24 | 972 | 29879.85 | 277.75 | 35299.84 | 31203.75 | 1.1313
2017-02-10 | 1:00 | N | 12 | 4 | 15.04 | 0.17 | 1:00 | 294 | 212 | 2985 | 1111 | 3528 | 848 | 44894.4 | 188.87 | 49459.27 | 29865.51 | 1.6561
2017-02-10 | 2:00 | N | 12 | 4 | 15.06 | 0.17 | 2:00 | 236 | 179 | 2985 | 1111 | 2832 | 716 | 44954.1 | 188.87 | 48690.97 | 29198.52 | 1.6676
2017-02-10 | 3:00 | N | 12.07 | 4 | 15.06 | 0.5 | 3:00 | 201 | 205 | 2985 | 1717 | 2426.07 | 820 | 44954.1 | 858.5 | 49058.67 | 28872.64 | 1.6991
2017-02-10 | 4:00 | N | 12 | 4 | 15.06 | 0.5 | 4:00 | 185 | 205 | 2985 | 1717 | 2220 | 820 | 44954.1 | 858.5 | 48852.6 | 28924.83 | 1.689
2017-02-10 | 5:00 | N | 11.03 | 4 | 15.05 | 0.5 | 5:00 | 207 | 283 | 2985 | 1717 | 2283.21 | 1132 | 44924.25 | 858.5 | 49197.96 | 29760.36 | 1.6531
2017-02-10 | 6:00 | N | 23 | 25 | 20 | 0.5 | 6:00 | 327 | 438 | 2985 | 1717 | 7521 | 10950 | 59700 | 858.5 | 79029.5 | 32200.59 | 2.4543
2017-02-10 | 7:00 | N | 5.24 | 60 | 47 | 8.25 | 7:00 | 249 | 556 | 2872 | 2219 | 1304.76 | 33360 | 134984 | 18306.75 | 187955.51 | 36117.3 | 5.204
2017-02-10 | 8:00 | N | 3.5 | 7.43 | 25 | 6 | 8:00 | 256 | 306 | 2872 | 2219 | 896 | 2273.58 | 71800 | 13314 | 88283.58 | 37110.63 | 2.3789
2017-02-10 | 9:00 | N | 3.01 | 8.72 | 18.95 | 6 | 9:00 | 156 | 343 | 2872 | 2219 | 469.56 | 2990.96 | 54424.4 | 13314 | 71198.92 | 36584.43 | 1.9462
2017-02-10 | 10:00 | N | 3.98 | 6.62 | 13 | 6 | 10:00 | 196 | 315 | 2872 | 2219 | 780.08 | 2085.3 | 37336 | 13314 | 53515.38 | 36466.02 | 1.4675
2017-02-10 | 11:00 | N | 3.5 | 3.1 | 30 | 0.97 | 11:00 | 226 | 326 | 2842 | 1635 | 791 | 1010.6 | 85260 | 1585.95 | 88647.55 | 36270.23 | 2.4441
2017-02-10 | 12:00 | N | 3.26 | 3.1 | 18 | 0.97 | 12:00 | 222 | 319 | 2842 | 1635 | 723.72 | 988.9 | 51156 | 1585.95 | 54454.57 | 35905.59 | 1.5166
2017-02-10 | 13:00 | N | 3.46 | 3.11 | 18.37 | 0.99 | 13:00 | 195 | 299 | 2842 | 1635 | 674.7 | 929.89 | 52207.54 | 1618.65 | 55430.78 | 35562.5 | 1.5587
2017-02-10 | 14:00 | N | 3.11 | 3.21 | 20.21 | 0.97 | 14:00 | 205 | 237 | 2842 | 1635 | 637.55 | 760.77 | 57436.82 | 1585.95 | 60421.09 | 35713.59 | 1.6918
2017-02-10 | 15:00 | N | 3.37 | 5.68 | 23 | 0.76 | 15:00 | 212 | 213 | 2842 | 1380 | 714.44 | 1209.84 | 65366 | 1048.8 | 68339.08 | 35818.59 | 1.9079
2017-02-10 | 16:00 | N | 3.18 | 4.77 | 18 | 0.76 | 16:00 | 191 | 237 | 2842 | 1380 | 607.38 | 1130.49 | 51156 | 1048.8 | 53942.67 | 35897.37 | 1.5027
2017-02-10 | 17:00 | N | 2.64 | 3.11 | 19 | 0.97 | 17:00 | 218 | 258 | 2842 | 1380 | 575.52 | 802.38 | 53998 | 1338.6 | 56714.5 | 35947.19 | 1.5777
2017-02-10 | 18:00 | N | 3.05 | 11.2 | 20 | 0.97 | 18:00 | 240 | 365 | 2842 | 1380 | 732 | 4088 | 56840 | 1338.6 | 62998.6 | 35831.46 | 1.7582
2017-02-10 | 19:00 | N | 9.11 | 44.33 | 45 | 1 | 19:00 | 320 | 214 | 2842 | 1426 | 2915.2 | 9486.62 | 127890 | 1426 | 141717.82 | 36592.85 | 3.8728
2017-02-10 | 20:00 | N | 3.5 | 3.71 | 30 | 0.99 | 20:00 | 322 | 178 | 2842 | 1426 | 1127 | 660.38 | 85260 | 1411.74 | 88459.12 | 36651.1 | 2.4135
2017-02-10 | 21:00 | N | 5.01 | 5 | 23 | 0.82 | 21:00 | 337 | 173 | 2842 | 1426 | 1688.37 | 865 | 65366 | 1169.32 | 69088.69 | 35759.68 | 1.932
2017-02-10 | 22:00 | N | 10 | 9.04 | 36 | 0.75 | 22:00 | 394 | 194 | 2842 | 1426 | 3940 | 1753.76 | 102312 | 1069.5 | 109075.26 | 34685.97 | 3.1447
2017-02-10 | 23:00 | N | 45 | 22 | 35 | 0.25 | 23:00 | 389 | 265 | 2985 | 1111 | 17505 | 5830 | 104475 | 277.75 | 128087.75 | 33019.69 | 3.8791
2017-02-10 | 24:00 | N | 13.29 | 5 | 15.04 | 0.25 | 24:00 | 362 | 243 | 2985 | 1111 | 4810.98 | 1215 | 44894.4 | 277.75 | 51198.13 | 31065.45 | 1.6481
2017-02-11 | 1:00 | N | 12 | 6 | 17 | 0.25 | 1:00 | 294 | 212 | 2985 | 1111 | 3528 | 1272 | 50745 | 277.75 | 55822.75 | 29272.43 | 1.907
2017-02-11 | 2:00 | N | 11.23 | 6 | 14 | 0.25 | 2:00 | 236 | 179 | 2985 | 1111 | 2650.28 | 1074 | 41790 | 277.75 | 45792.03 | 28114.72 | 1.6288
2017-02-11 | 3:00 | N | 12 | 6 | 14 | 0.5 | 3:00 | 201 | 205 | 2985 | 1717 | 2412 | 1230 | 41790 | 858.5 | 46290.5 | 27325.63 | 1.694
2017-02-11 | 4:00 | N | 12.1 | 6 | 14 | 0.5 | 4:00 | 185 | 205 | 2985 | 1717 | 2238.5 | 1230 | 41790 | 858.5 | 46117 | 26999.64 | 1.7081
2017-02-11 | 5:00 | N | 11.97 | 6 | 14 | 0.5 | 5:00 | 207 | 283 | 2985 | 1717 | 2477.79 | 1698 | 41790 | 858.5 | 46824.29 | 27009.5 | 1.7336
2017-02-11 | 6:00 | N | 28.23 | 22.34 | 18 | 0.5 | 6:00 | 327 | 438 | 2985 | 1717 | 9231.21 | 9784.92 | 53730 | 858.5 | 73604.63 | 27664.12 | 2.6607
2017-02-11 | 7:00 | N | 11 | 27 | 20 | 6 | 7:00 | 249 | 556 | 2872 | 2219 | 2739 | 15012 | 57440 | 13314 | 88505 | 29001.98 | 3.0517
2017-02-11 | 8:00 | N | 3.64 | 4.99 | 10 | 4.99 | 8:00 | 256 | 306 | 2872 | 2219 | 931.84 | 1526.94 | 28720 | 11072.81 | 42251.59 | 30128.66 | 1.4024
2017-02-11 | 9:00 | N | 3.11 | 6.29 | 8.72 | 3.54 | 9:00 | 156 | 343 | 2872 | 2219 | 485.16 | 2157.47 | 25043.84 | 7855.26 | 35541.73 | 31804.62 | 1.1175
2017-02-11 | 10:00 | N | 5.05 | 6.14 | 8.21 | 5.52 | 10:00 | 196 | 315 | 2872 | 2219 | 989.8 | 1934.1 | 23579.12 | 12248.88 | 38751.9 | 33670.42 | 1.1509
2017-02-11 | 11:00 | N | 3.5 | 3.21 | 8 | 2 | 11:00 | 226 | 326 | 2842 | 1635 | 791 | 1046.46 | 22736 | 3270 | 27843.46 | 35196.2 | 0.79109
2017-02-11 | 12:00 | N | 3.11 | 3.21 | 5.12 | 2 | 12:00 | 222 | 319 | 2842 | 1635 | 690.42 | 1023.99 | 14551.04 | 3270 | 19535.45 | 36528.51 | 0.5348
2017-02-11 | 13:00 | N | 3.45 | 4.55 | 8 | 2 | 13:00 | 195 | 299 | 2842 | 1635 | 672.75 | 1360.45 | 22736 | 3270 | 28039.2 | 37751.52 | 0.74273
2017-02-11 | 14:00 | N | 2.11 | 10.49 | 11.44 | 3.75 | 14:00 | 205 | 237 | 2842 | 1635 | 432.55 | 2486.13 | 32512.48 | 6131.25 | 41562.41 | 38785.58 | 1.0716
2017-02-11 | 15:00 | N | 2.71 | 8.75 | 9.53 | 1.2 | 15:00 | 212 | 213 | 2842 | 1380 | 574.52 | 1863.75 | 27084.26 | 1656 | 31178.53 | 39703.05 | 0.78529
2017-02-11 | 16:00 | N | 2.11 | 9.47 | 13.74 | 1.21 | 16:00 | 191 | 237 | 2842 | 1380 | 403.01 | 2244.39 | 39049.08 | 1669.8 | 43366.28 | 40393.3 | 1.0736
2017-02-11 | 17:00 | N | 2.68 | 8.39 | 12.83 | 1.2 | 17:00 | 218 | 258 | 2842 | 1380 | 584.24 | 2164.62 | 36462.86 | 1656 | 40867.72 | 40548.94 | 1.0079
2017-02-11 | 18:00 | N | 2 | 16.95 | 20 | 1.45 | 18:00 | 240 | 365 | 2842 | 1380 | 480 | 6186.75 | 56840 | 2001 | 65507.75 | 39925.44 | 1.6408
2017-02-11 | 19:00 | N | 8.11 | 22.78 | 23.32 | 1.61 | 19:00 | 320 | 214 | 2842 | 1426 | 2595.2 | 4874.92 | 66275.44 | 2295.86 | 76041.42 | 39765.28 | 1.9123
2017-02-11 | 20:00 | N | 3.5 | 5 | 8.72 | 1.61 | 20:00 | 322 | 178 | 2842 | 1426 | 1127 | 890 | 24782.24 | 2295.86 | 29095.1 | 39427.79 | 0.73793
2017-02-11 | 21:00 | N | 3.98 | 5 | 8.79 | 1.14 | 21:00 | 337 | 173 | 2842 | 1426 | 1341.26 | 865 | 24981.18 | 1625.64 | 28813.08 | 38221.63 | 0.75384
2017-02-11 | 22:00 | N | 11 | 4 | 5.79 | 0.99 | 22:00 | 394 | 194 | 2842 | 1426 | 4334 | 776 | 16455.18 | 1411.74 | 22976.92 | 36828.61 | 0.62389
2017-02-11 | 23:00 | N | 22 | 8.11 | 18 | 0.25 | 23:00 | 389 | 265 | 2985 | 1111 | 8558 | 2149.15 | 53730 | 277.75 | 64714.9 | 34957.61 | 1.8512
2017-02-11 | 24:00 | N | 11 | 5 | 14 | 0.25 | 24:00 | 362 | 243 | 2985 | 1111 | 3982 | 1215 | 41790 | 277.75 | 47264.75 | 32709.5 | 1.445
2017-02-12 | 1:00 | N | 11.71 | 6 | 18.58 | 0.99 | 1:00 | 294 | 212 | 2985 | 1111 | 3442.74 | 1272 | 55461.3 | 1099.89 | 61275.93 | 30728.85 | 1.9941
2017-02-12 | 2:00 | N | 11 | 6 | 23 | 0.25 | 2:00 | 236 | 179 | 2985 | 1111 | 2596 | 1074 | 68655 | 277.75 | 72602.75 | 29202.53 | 2.4862
2017-02-12 | 3:00 | N | 11 | 6 | 23 | 0.5 | 3:00 | 201 | 205 | 2985 | 1717 | 2211 | 1230 | 68655 | 858.5 | 72954.5 | 28097.59 | 2.5965
2017-02-12 | 4:00 | N | 11.9 | 6 | 23 | 0.5 | 4:00 | 185 | 205 | 2985 | 1717 | 2201.5 | 1230 | 68655 | 858.5 | 72945 | 27532.61 | 2.6494
2017-02-12 | 5:00 | N | 11.9 | 8.11 | 23 | 0.5 | 5:00 | 207 | 283 | 2985 | 1717 | 2463.3 | 2295.13 | 68655 | 858.5 | 74271.93 | 27260.67 | 2.7245
2017-02-12 | 6:00 | N | 45 | 30.69 | 23 | 0.5 | 6:00 | 327 | 438 | 2985 | 1717 | 14715 | 13442.22 | 68655 | 858.5 | 97670.72 | 27409 | 3.5635
2017-02-12 | 7:00 | N | 45 | 50 | 40 | 8.75 | 7:00 | 249 | 556 | 2872 | 2219 | 11205 | 27800 | 114880 | 19416.25 | 173301.25 | 28091.62 | 6.1691
2017-02-12 | 8:00 | N | 11 | 4 | 35 | 4 | 8:00 | 256 | 306 | 2872 | 2219 | 2816 | 1224 | 100520 | 8876 | 113436 | 28704.33 | 3.9519
2017-02-12 | 9:00 | N | 9.11 | 16.69 | 27 | 4 | 9:00 | 156 | 343 | 2872 | 2219 | 1421.16 | 5724.67 | 77544 | 8876 | 93565.83 | 30391.39 | 3.0787
2017-02-12 | 10:00 | N | 25.47 | 8.11 | 21 | 6 | 10:00 | 196 | 315 | 2872 | 2219 | 4992.12 | 2554.65 | 60312 | 13314 | 81172.77 | 32433.42 | 2.5028
2017-02-12 | 11:00 | N | 11 | 5.02 | 17.07 | 0.97 | 11:00 | 226 | 326 | 2842 | 1635 | 2486 | 1636.52 | 48512.94 | 1585.95 | 54221.41 | 34021.91 | 1.5937
2017-02-12 | 12:00 | N | 3.5 | 3.21 | 12 | 0.9 | 12:00 | 222 | 319 | 2842 | 1635 | 777 | 1023.99 | 34104 | 1471.5 | 37376.49 | 35219.25 | 1.0613
2017-02-12 | 13:00 | N | 5.93 | 5.51 | 12 | 0.9 | 13:00 | 195 | 299 | 2842 | 1635 | 1156.35 | 1647.49 | 34104 | 1471.5 | 38379.34 | 36571.1 | 1.0494
2017-02-12 | 14:00 | N | 3.5 | 8.11 | 12 | 0.99 | 14:00 | 205 | 237 | 2842 | 1635 | 717.5 | 1922.07 | 34104 | 1618.65 | 38362.22 | 37515.88 | 1.0226
2017-02-12 | 15:00 | N | 3.5 | 13.28 | 13.48 | 0.99 | 15:00 | 212 | 213 | 2842 | 1380 | 742 | 2828.64 | 38310.16 | 1366.2 | 43247 | 37990.19 | 1.1384
2017-02-12 | 16:00 | N | 3.98 | 9.76 | 15 | 0.99 | 16:00 | 191 | 237 | 2842 | 1380 | 760.18 | 2313.12 | 42630 | 1366.2 | 47069.5 | 38151.4 | 1.2338
2017-02-12 | 17:00 | N | 3.5 | 8.11 | 16 | 0.99 | 17:00 | 218 | 258 | 2842 | 1380 | 763 | 2092.38 | 45472 | 1366.2 | 49693.58 | 38049.23 | 1.306
2017-02-12 | 18:00 | N | 3.11 | 15.41 | 17 | 0.99 | 18:00 | 240 | 365 | 2842 | 1380 | 746.4 | 5624.65 | 48314 | 1366.2 | 56051.25 | 37827.58 | 1.4818
2017-02-12 | 19:00 | N | 10.03 | 22.61 | 17 | 1.09 | 19:00 | 320 | 214 | 2842 | 1426 | 3209.6 | 4838.54 | 48314 | 1554.34 | 57916.48 | 38603.66 | 1.5003
2017-02-12 | 20:00 | N | 3.5 | 3.21 | 5.54 | 1.09 | 20:00 | 322 | 178 | 2842 | 1426 | 1127 | 571.38 | 15744.68 | 1554.34 | 18997.4 | 38645.03 | 0.49159
2017-02-12 | 21:00 | N | 9.33 | 5 | 5.2 | 0.97 | 21:00 | 337 | 173 | 2842 | 1426 | 3144.21 | 865 | 14778.4 | 1383.22 | 20170.83 | 37366.01 | 0.53982
2017-02-12 | 22:00 | N | 11 | 8.36 | 10 | 0.97 | 22:00 | 394 | 194 | 2842 | 1426 | 4334 | 1621.84 | 28420 | 1383.22 | 35759.06 | 35704.52 | 1.0015
2017-02-12 | 23:00 | N | 16.08 | 12.99 | 14 | 0.25 | 23:00 | 389 | 265 | 2985 | 1111 | 6255.12 | 3442.35 | 41790 | 277.75 | 51765.22 | 33279.88 | 1.5555
2017-02-12 | 24:00 | N | 10.56 | 5.07 | 6.31 | 0.25 | 24:00 | 362 | 243 | 2985 | 1111 | 3822.72 | 1232.01 | 18835.35 | 277.75 | 24167.83 | 30633.4 | 0.78894
2017-02-13 | 1:00 | N | 7.27 | 6 | 6 | 0.25 | 1:00 | 294 | 212 | 2985 | 1111 | 2137.38 | 1272 | 17910 | 277.75 | 21597.13 | 28594.89 | 0.75528
2017-02-13 | 2:00 | N | 4.52 | 3.8 | 4 | 0.25 | 2:00 | 236 | 179 | 2985 | 1111 | 1066.72 | 680.2 | 11940 | 277.75 | 13964.67 | 27458.59 | 0.50857
2017-02-13 | 3:00 | N | 3.5 | 3.91 | 4.11 | 0.97 | 3:00 | 201 | 205 | 2985 | 1717 | 703.5 | 801.55 | 12268.35 | 1665.49 | 15438.89 | 26859.85 | 0.57479
2017-02-13 | 4:00 | N | 5.43 | 3.91 | 4.11 | 0.97 | 4:00 | 185 | 205 | 2985 | 1717 | 1004.55 | 801.55 | 12268.35 | 1665.49 | 15739.94 | 26766.73 | 0.58804
2017-02-13 | 5:00 | N | 5.12 | 6 | 6 | 0.97 | 5:00 | 207 | 283 | 2985 | 1717 | 1059.84 | 1698 | 17910 | 1665.49 | 22333.33 | 27410.47 | 0.81477
2017-02-13 | 6:00 | N | 11 | 22 | 14 | 0.97 | 6:00 | 327 | 438 | 2985 | 1717 | 3597 | 9636 | 41790 | 1665.49 | 56688.49 | 29560.24 | 1.9177
2017-02-13 | 7:00 | N | 3.5 | 16.81 | 9.3 | 8.55 | 7:00 | 249 | 556 | 2872 | 2219 | 871.5 | 9346.36 | 26709.6 | 18972.45 | 55899.91 | 33240.39 | 1.6817
2017-02-13 | 8:00 | N | 3.11 | 4.45 | 7.58 | 6 | 8:00 | 256 | 306 | 2872 | 2219 | 796.16 | 1361.7 | 21769.76 | 13314 | 37241.62 | 34616.9 | 1.0758
2017-02-13 | 9:00 | N | 2.63 | 6.04 | 6.24 | 5.44 | 9:00 | 156 | 343 | 2872 | 2219 | 410.28 | 2071.72 | 17921.28 | 12071.36 | 32474.64 | 34783.87 | 0.93361
2017-02-13 | 10:00 | N | 3.98 | 4.95 | 6.62 | 4.35 | 10:00 | 196 | 315 | 2872 | 2219 | 780.08 | 1559.25 | 19012.64 | 9652.65 | 31004.62 | 35424.22 | 0.87524
2017-02-13 | 11:00 | N | 3.5 | 3 | 6.59 | 2 | 11:00 | 226 | 326 | 2842 | 1635 | 791 | 978 | 18728.78 | 3270 | 23767.78 | 36052.02 | 0.65926
2017-02-13 | 12:00 | N | 3.11 | 3 | 6.35 | 2 | 12:00 | 222 | 319 | 2842 | 1635 | 690.42 | 957 | 18046.7 | 3270 | 22964.12 | 36523.82 | 0.62874
2017-02-13 | 13:00 | N | 3.11 | 3 | 5.17 | 2 | 13:00 | 195 | 299 | 2842 | 1635 | 606.45 | 897 | 14693.14 | 3270 | 19466.59 | 36857.52 | 0.52816
2017-02-13 | 14:00 | N | 3.31 | 3 | 5.48 | 1.65 | 14:00 | 205 | 237 | 2842 | 1635 | 678.55 | 711 | 15574.16 | 2697.75 | 19661.46 | 37358.16 | 0.5263
2017-02-13 | 15:00 | N | 3.5 | 3 | 6.7 | 1.12 | 15:00 | 212 | 213 | 2842 | 1380 | 742 | 639 | 19041.4 | 1545.6 | 21968 | 37532.52 | 0.58531
2017-02-13 | 16:00 | N | 3.5 | 3 | 5.1 | 1.09 | 16:00 | 191 | 237 | 2842 | 1380 | 668.5 | 711 | 14494.2 | 1504.2 | 17377.9 | 37488.46 | 0.46355
2017-02-13 | 17:00 | N | 2.6 | 3 | 6.79 | 1.15 | 17:00 | 218 | 258 | 2842 | 1380 | 566.8 | 774 | 19297.18 | 1587 | 22224.98 | 37460.72 | 0.59329
2017-02-13 | 18:00 | N | 2 | 6 | 11.48 | 1.09 | 18:00 | 240 | 365 | 2842 | 1380 | 480 | 2190 | 32626.16 | 1504.2 | 36800.36 | 37501.35 | 0.98131
2017-02-13 | 19:00 | N | 10 | 25.91 | 25.91 | 1.51 | 19:00 | 320 | 214 | 2842 | 1426 | 3200 | 5544.74 | 73636.22 | 2153.26 | 84534.22 | 38759.97 | 2.181
2017-02-13 | 20:00 | N | 3.46 | 5.17 | 10.84 | 1.45 | 20:00 | 322 | 178 | 2842 | 1426 | 1114.12 | 920.26 | 30807.28 | 2067.7 | 34909.36 | 38991.41 | 0.89531
2017-02-13 | 21:00 | N | 3.5 | 3.52 | 7.86 | 1.37 | 21:00 | 337 | 173 | 2842 | 1426 | 1179.5 | 608.96 | 22338.12 | 1953.62 | 26080.2 | 38192.67 | 0.68286
2017-02-13 | 22:00 | N | 5 | 4 | 7.05 | 1.21 | 22:00 | 394 | 194 | 2842 | 1426 | 1970 | 776 | 20036.1 | 1725.46 | 24507.56 | 36625.69 | 0.66914
2017-02-13 | 23:00 | N | 11 | 7.76 | 7.76 | 0.25 | 23:00 | 389 | 265 | 2985 | 1111 | 4279 | 2056.4 | 23163.6 | 277.75 | 29776.75 | 34158.33 | 0.87173
2017-02-13 | 24:00 | N | 10 | 5.39 | 7.41 | 0.25 | 24:00 | 362 | 243 | 2985 | 1111 | 3620 | 1309.77 | 22118.85 | 277.75 | 27326.37 | 31556.01 | 0.86596
2017-02-14 | 1:00 | N | 10 | 6 | 4.61 | 0.25 | 1:00 | 294 | 212 | 2985 | 1111 | 2940 | 1272 | 13760.85 | 277.75 | 18250.6 | 29806.05 | 0.61231
2017-02-14 | 2:00 | N | 8.7 | 5 | 4 | 0.25 | 2:00 | 236 | 179 | 2985 | 1111 | 2053.2 | 895 | 11940 | 277.75 | 15165.95 | 28899.22 | 0.52479
2017-02-14 | 3:00 | N | 8.11 | 4.33 | 4 | 0.8 | 3:00 | 201 | 205 | 2985 | 1717 | 1630.11 | 887.65 | 11940 | 1373.6 | 15831.36 | 28344.44 | 0.55853
2017-02-14 | 4:00 | N | 10.94 | 6 | 4 | 0.8 | 4:00 | 185 | 205 | 2985 | 1717 | 2023.9 | 1230 | 11940 | 1373.6 | 16567.5 | 28193.82 | 0.58763
2017-02-14 | 5:00 | N | 10.03 | 6 | 4.03 | 0.8 | 5:00 | 207 | 283 | 2985 | 1717 | 2076.21 | 1698 | 12029.55 | 1373.6 | 17177.36 | 28816.94 | 0.59609
2017-02-14 | 6:00 | N | 28.38 | 27.07 | 6.31 | 0.8 | 6:00 | 327 | 438 | 2985 | 1717 | 9280.26 | 11856.66 | 18835.35 | 1373.6 | 41345.87 | 31096.76 | 1.3296
2017-02-14 | 7:00 | N | 11 | 60 | 12.65 | 11.9 | 7:00 | 249 | 556 | 2872 | 2219 | 2739 | 33360 | 36330.8 | 26406.1 | 98835.9 | 35022.74 | 2.822
2017-02-14 | 8:00 | N | 3.62 | 10.47 | 10.9 | 10.3 | 8:00 | 256 | 306 | 2872 | 2219 | 926.72 | 3203.82 | 31304.8 | 22855.7 | 58291.04 | 36657.88 | 1.5901
2017-02-14 | 9:00 | N | 3.5 | 9.76 | 9.21 | 8.96 | 9:00 | 156 | 343 | 2872 | 2219 | 546 | 3347.68 | 26451.12 | 19882.24 | 50227.04 | 36840.91 | 1.3633
2017-02-14 | 10:00 | N | 11 | 7.21 | 7.41 | 6 | 10:00 | 196 | 315 | 2872 | 2219 | 2156 | 2271.15 | 21281.52 | 13314 | 39022.67 | 37130.57 | 1.051
2017-02-14 | 11:00 | N | 6.03 | 5.29 | 5.72 | 1.7 | 11:00 | 226 | 326 | 2842 | 1635 | 1362.78 | 1724.54 | 16256.24 | 2779.5 | 22123.06 | 37368.54 | 0.59202
2017-02-14 | 12:00 | N | 3.5 | 3.46 | 5.29 | 1.7 | 12:00 | 222 | 319 | 2842 | 1635 | 777 | 1103.74 | 15034.18 | 2779.5 | 19694.42 | 37422.2 | 0.52628
2017-02-14 | 13:00 | N | 3.5 | 3.1 | 5 | 1.7 | 13:00 | 195 | 299 | 2842 | 1635 | 682.5 | 926.9 | 14210 | 2779.5 | 18598.9 | 37362.4 | 0.4978
2017-02-14 | 14:00 | N | 3.5 | 3.1 | 5 | 1.7 | 14:00 | 205 | 237 | 2842 | 1635 | 717.5 | 734.7 | 14210 | 2779.5 | 18441.7 | 37223.59 | 0.49543
2017-02-14 | 15:00 | N | 3.26 | 3.1 | 4.84 | 0.99 | 15:00 | 212 | 213 | 2842 | 1380 | 691.12 | 660.3 | 13755.28 | 1366.2 | 16472.9 | 36977.78 | 0.44548
2017-02-14 | 16:00 | N | 3.37 | 3.1 | 4.01 | 0.99 | 16:00 | 191 | 237 | 2842 | 1380 | 643.67 | 734.7 | 11396.42 | 1366.2 | 14140.99 | 36942.87 | 0.38278
2017-02-14 | 17:00 | N | 2.97 | 3 | 4.01 | 0.99 | 17:00 | 218 | 258 | 2842 | 1380 | 647.46 | 774 | 11396.42 | 1366.2 | 14184.08 | 37348.5 | 0.37978
2017-02-14 | 18:00 | N | 2 | 9.11 | 8.45 | 0.99 | 18:00 | 240 | 365 | 2842 | 1380 | 480 | 3325.15 | 24014.9 | 1366.2 | 29186.25 | 38287.43 | 0.76229
2017-02-14 | 19:00 | N | 11 | 27.8 | 20.8 | 1.45 | 19:00 | 320 | 214 | 2842 | 1426 | 3520 | 5949.2 | 59113.6 | 2067.7 | 70650.5 | 40027.71 | 1.765
2017-02-14 | 20:00 | N | 4.22 | 5 | 9.18 | 1.45 | 20:00 | 322 | 178 | 2842 | 1426 | 1358.84 | 890 | 26089.56 | 2067.7 | 30406.1 | 40300.17 | 0.75449
2017-02-14 | 21:00 | N | 4.91 | 5 | 8.11 | 1.45 | 21:00 | 337 | 173 | 2842 | 1426 | 1654.67 | 865 | 23048.62 | 2067.7 | 27635.99 | 39730.7 | 0.69558
2017-02-14 | 22:00 | N | 5 | 7.75 | 8.11 | 1.13 | 22:00 | 394 | 194 | 2842 | 1426 | 1970 | 1503.5 | 23048.62 | 1611.38 | 28133.5 | 38227.01 | 0.73596
2017-02-14 | 23:00 | N | 11 | 5 | 5 | 0.25 | 23:00 | 389 | 265 | 2985 | 1111 | 4279 | 1325 | 14925 | 277.75 | 20806.75 | 35857.61 | 0.58026
2017-02-14 | 24:00 | N | 9.11 | 4 | 6.96 | 0.25 | 24:00 | 362 | 243 | 2985 | 1111 | 3297.82 | 972 | 20775.6 | 277.75 | 25323.17 | 33533.17 | 0.75517
2017-02-15 | 1:00 | N | 6.54 | 4 | 4.2 | 0.25 | 1:00 | 294 | 212 | 2985 | 1111 | 1922.76 | 848 | 12537 | 277.75 | 15585.51 | 32005.23 | 0.48697
2017-02-15 | 2:00 | N | 3.98 | 3.92 | 4.12 | 0.25 | 2:00 | 236 | 179 | 2985 | 1111 | 939.28 | 701.68 | 12298.2 | 277.75 | 14216.91 | 31272.74 | 0.45461
2017-02-15 | 3:00 | N | 3.5 | 3.85 | 4.05 | 0.62 | 3:00 | 201 | 205 | 2985 | 1717 | 703.5 | 789.25 | 12089.25 | 1064.54 | 14646.54 | 31025.15 | 0.47209
2017-02-15 | 4:00 | N | 5 | 3.91 | 4.11 | 0.62 | 4:00 | 185 | 205 | 2985 | 1717 | 925 | 801.55 | 12268.35 | 1064.54 | 15059.44 | 31339.77 | 0.48052
2017-02-15 | 5:00 | N | 4.5 | 4 | 4.57 | 0.62 | 5:00 | 207 | 283 | 2985 | 1717 | 931.5 | 1132 | 13641.45 | 1064.54 | 16769.49 | 32428.96 | 0.51711
2017-02-15 | 6:00 | N | 11 | 14.02 | 7.72 | 0.8 | 6:00 | 327 | 438 | 2985 | 1717 | 3597 | 6140.76 | 23044.2 | 1373.6 | 34155.56 | 35283.55 | 0.96803
2017-02-15 | 7:00 | N | 10 | 28.12 | 13.14 | 9.08 | 7:00 | 249 | 556 | 2872 | 2219 | 2490 | 15634.72 | 37738.08 | 20148.52 | 76011.32 | 39725.02 | 1.9134
2017-02-15 | 8:00 | N | 3.5 | 8.86 | 11.49 | 8.86 | 8:00 | 256 | 306 | 2872 | 2219 | 896 | 2711.16 | 32999.28 | 19660.34 | 56266.78 | 40893.55 | 1.3759
2017-02-15 | 9:00 | N | 3.01 | 5.2 | 5.65 | 5.2 | 9:00 | 156 | 343 | 2872 | 2219 | 469.56 | 1783.6 | 16226.8 | 11538.8 | 30018.76 | 39676.26 | 0.75659
2017-02-15 | 10:00 | N | 8.11 | 3.91 | 4.36 | 3.91 | 10:00 | 196 | 315 | 2872 | 2219 | 1589.56 | 1231.65 | 12521.92 | 8676.29 | 24019.42 | 38657.05 | 0.62135
2017-02-15 | 11:00 | N | 3.98 | 2.32 | 3.18 | 1.7 | 11:00 | 226 | 326 | 2842 | 1635 | 899.48 | 756.32 | 9037.56 | 2779.5 | 13472.86 | 37674.68 | 0.35761
2017-02-15 | 12:00 | N | 3.46 | 1.8 | 3 | 1.7 | 12:00 | 222 | 319 | 2842 | 1635 | 768.12 | 574.2 | 8526 | 2779.5 | 12647.82 | 36602.96 | 0.34554
2017-02-15 | 13:00 | N | 3.5 | 1.75 | 3 | 1.7 | 13:00 | 195 | 299 | 2842 | 1635 | 682.5 | 523.25 | 8526 | 2779.5 | 12511.25 | 35610.63 | 0.35133
2017-02-15 | 14:00 | N | 3.5 | 1.75 | 2.95 | 1.7 | 14:00 | 205 | 237 | 2842 | 1635 | 717.5 | 414.75 | 8383.9 | 2779.5 | 12295.65 | 34965.46 | 0.35165
2017-02-15 | 15:00 | N | 3.44 | 1.75 | 3 | 0.99 | 15:00 | 212 | 213 | 2842 | 1380 | 729.28 | 372.75 | 8526 | 1366.2 | 10994.23 | 34398.4 | 0.31961
2017-02-15 | 16:00 | N | 3.18 | 1.75 | 3 | 0.99 | 16:00 | 191 | 237 | 2842 | 1380 | 607.38 | 414.75 | 8526 | 1366.2 | 10914.33 | 33943.92 | 0.32154
2017-02-15 | 17:00 | N | 2.87 | 1.75 | 3 | 0.99 | 17:00 | 218 | 258 | 2842 | 1380 | 625.66 | 451.5 | 8526 | 1366.2 | 10969.36 | 33981.36 | 0.32281
2017-02-15 | 18:00 | N | 2 | 4.01 | 6.36 | 0.99 | 18:00 | 240 | 365 | 2842 | 1380 | 480 | 1463.65 | 18075.12 | 1366.2 | 21384.97 | 34442.34 | 0.62089
2017-02-15 | 19:00 | N | 10 | 18.1 | 19.3 | 1.45 | 19:00 | 320 | 214 | 2842 | 1426 | 3200 | 3873.4 | 54850.6 | 2067.7 | 63991.7 | 36630.36 | 1.747
2017-02-15 | 20:00 | N | 3.5 | 5 | 8 | 1.22 | 20:00 | 322 | 178 | 2842 | 1426 | 1127 | 890 | 22736 | 1739.72 | 26492.72 | 37901.19 | 0.69899
2017-02-15 | 21:00 | N | 6.01 | 5 | 6.2 | 1.44 | 21:00 | 337 | 173 | 2842 | 1426 | 2025.37 | 865 | 17620.4 | 2053.44 | 22564.21 | 37914.54 | 0.59513
2017-02-15 | 22:00 | N | 6.59 | 3.58 | 4 | 0.99 | 22:00 | 394 | 194 | 2842 | 1426 | 2596.46 | 694.52 | 11368 | 1411.74 | 16070.72 | 36956.54 | 0.43485
2017-02-15 | 23:00 | N | 7.8 | 4 | 4 | 0.25 | 23:00 | 389 | 265 | 2985 | 1111 | 3034.2 | 1060 | 11940 | 277.75 | 16311.95 | 34936.06 | 0.46691
2017-02-15 | 24:00 | N | 7 | 2.71 | 3 | 0.25 | 24:00 | 362 | 243 | 2985 | 1111 | 2534 | 658.53 | 8955 | 277.75 | 12425.28 | 32929.38 | 0.37733
2017-02-16 | 1:00 | N | 3.11 | 1.11 | 2.35 | 0.25 | 1:00 | 294 | 212 | 2985 | 1111 | 914.34 | 235.32 | 7014.75 | 277.75 | 8442.16 | 31901.61 | 0.26463
2017-02-16 | 2:00 | N | 2.11 | 1 | 2.01 | 0.25 | 2:00 | 236 | 179 | 2985 | 1111 | 497.96 | 179 | 5999.85 | 277.75 | 6954.56 | 31619 | 0.21995
2017-02-16 | 3:00 | N | 2 | 1 | 2 | 0.62 | 3:00 | 201 | 205 | 2985 | 1717 | 402 | 205 | 5970 | 1064.54 | 7641.54 | 31768.38 | 0.24054
2017-02-16 | 4:00 | N | 3.49 | 1 | 2 | 0.62 | 4:00 | 185 | 205 | 2985 | 1717 | 645.65 | 205 | 5970 | 1064.54 | 7885.19 | 32337.38 | 0.24384
2017-02-16 | 5:00 | N | 3.11 | 1.5 | 2.11 | 0.62 | 5:00 | 207 | 283 | 2985 | 1717 | 643.77 | 424.5 | 6298.35 | 1064.54 | 8431.16 | 33728.59 | 0.24997
2017-02-16 | 6:00 | N | 7 | 3 | 3 | 0.8 | 6:00 | 327 | 438 | 2985 | 1717 | 2289 | 1314 | 8955 | 1373.6 | 13931.6 | 36911.61 | 0.37743
2017-02-16 | 7:00 | N | 3.5 | 20.62 | 18.45 | 11.9 | 7:00 | 249 | 556 | 2872 | 2219 | 871.5 | 11464.72 | 52988.4 | 26406.1 | 91730.72 | 41706.27 | 2.1994
2017-02-16 | 8:00 | N | 3.11 | 11.68 | 12.68 | 11.68 | 8:00 | 256 | 306 | 2872 | 2219 | 796.16 | 3574.08 | 36416.96 | 25917.92 | 66705.12 | 42727.95 | 1.5612
2017-02-16 | 9:00 | N | 2.2 | 4.95 | 5.4 | 4.95 | 9:00 | 156 | 343 | 2872 | 2219 | 343.2 | 1697.85 | 15508.8 | 10984.05 | 28533.9 | 40742.09 | 0.70035
2017-02-16 | 10:00 | N | 8.24 | 3.23 | 4.23 | 3.78 | 10:00 | 196 | 315 | 2872 | 2219 | 1615.04 | 1017.45 | 12148.56 | 8387.82 | 23168.87 | 38775.46 | 0.59751
2017-02-16 | 11:00 | N | 3.46 | 3 | 5.18 | 1.81 | 11:00 | 226 | 326 | 2842 | 1635 | 781.96 | 978 | 14721.56 | 2959.35 | 19440.87 | 37124 | 0.52367
2017-02-16 | 12:00 | N | 3.01 | 2.45 | 4.01 | 1.7 | 12:00 | 222 | 319 | 2842 | 1635 | 668.22 | 781.55 | 11396.42 | 2779.5 | 15625.69 | 35854.53 | 0.43581
2017-02-16 | 13:00 | N | 3.01 | 3 | 6.72 | 1.76 | 13:00 | 195 | 299 | 2842 | 1635 | 586.95 | 897 | 19098.24 | 2877.6 | 23459.79 | 34885.77 | 0.67247
2017-02-16 | 14:00 | N | 3.5 | 2.79 | 5.05 | 1.71 | 14:00 | 205 | 237 | 2842 | 1635 | 717.5 | 661.23 | 14352.1 | 2795.85 | 18526.68 | 34463.32 | 0.53758
2017-02-16 | 15:00 | N | 3.16 | 2.11 | 4 | 0.99 | 15:00 | 212 | 213 | 2842 | 1380 | 669.92 | 449.43 | 11368 | 1366.2 | 13853.55 | 34060.79 | 0.40673
2017-02-16 | 16:00 | N | 3.01 | 2.01 | 3.9 | 0.99 | 16:00 | 191 | 237 | 2842 | 1380 | 574.91 | 476.37 | 11083.8 | 1366.2 | 13501.28 | 33812.19 | 0.3993
2017-02-16 | 17:00 | N | 2.11 | 1.5 | 3.31 | 0.99 | 17:00 | 218 | 258 | 2842 | 1380 | 459.98 | 387 | 9407.02 | 1366.2 | 11620.2 | 33804.67 | 0.34375
2017-02-16 | 18:00 | N | 2.21 | 4.8 | 5 | 0.99 | 18:00 | 240 | 365 | 2842 | 1380 | 530.4 | 1752 | 14210 | 1366.2 | 17858.6 | 33954.78 | 0.52595
2017-02-16 | 19:00 | N | 7.37 | 9.77 | 9.68 | 0.99 | 19:00 | 320 | 214 | 2842 | 1426 | 2358.4 | 2090.78 | 27510.56 | 1411.74 | 33371.48 | 35586.29 | 0.93776
2017-02-16 | 20:00 | N | 3.5 | 3.68 | 5.31 | 0.99 | 20:00 | 322 | 178 | 2842 | 1426 | 1127 | 655.04 | 15091.02 | 1411.74 | 18284.8 | 36578 | 0.49989
2017-02-16 | 21:00 | N | 6.85 | 5.44 | 5.74 | 0.99 | 21:00 | 337 | 173 | 2842 | 1426 | 2308.45 | 941.12 | 16313.08 | 1411.74 | 20974.39 | 36344.59 | 0.5771
2017-02-16 | 22:00 | N | 6.99 | 5.96 | 5.96 | 0.99 | 22:00 | 394 | 194 | 2842 | 1426 | 2754.06 | 1156.24 | 16938.32 | 1411.74 | 22260.36 | 35143.25 | 0.63342
2017-02-16 | 23:00 | N | 12 | 10.64 | 4.37 | 0.25 | 23:00 | 389 | 265 | 2985 | 1111 | 4668 | 2819.6 | 13044.45 | 277.75 | 20809.8 | 33056.77 | 0.62952
2017-02-16 | 24:00 | N | 8.93 | 4 | 4 | 0.25 | 24:00 | 362 | 243 | 2985 | 1111 | 3232.66 | 972 | 11940 | 277.75 | 16422.41 | 30891.59 | 0.53161
2017-02-17 | 1:00 | N | 9.32 | 4 | 4 | 0.25 | 1:00 | 294 | 212 | 2985 | 1111 | 2740.08 | 848 | 11940 | 277.75 | 15805.83 | 29539.93 | 0.53507
2017-02-17 | 2:00 | N | 8.71 | 3.11 | 4 | 0.25 | 2:00 | 236 | 179 | 2985 | 1111 | 2055.56 | 556.69 | 11940 | 277.75 | 14830 | 28956.51 | 0.51215
2017-02-17 | 3:00 | N | 7 | 3.11 | 4 | 0.61 | 3:00 | 201 | 205 | 2985 | 1717 | 1407 | 637.55 | 11940 | 1047.37 | 15031.92 | 28732.57 | 0.52317
2017-02-17 | 4:00 | N | 9.44 | 3.11 | 4 | 0.61 | 4:00 | 185 | 205 | 2985 | 1717 | 1746.4 | 637.55 | 11940 | 1047.37 | 15371.32 | 28941.65 | 0.53111
2017-02-17 | 5:00 | N | 8.04 | 4 | 4 | 0.61 | 5:00 | 207 | 283 | 2985 | 1717 | 1664.28 | 1132 | 11940 | 1047.37 | 15783.65 | 29864.27 | 0.52851
2017-02-17 | 6:00 | N | 12.46 | 12 | 6 | 0.61 | 6:00 | 327 | 438 | 2985 | 1717 | 4074.42 | 5256 | 17910 | 1047.37 | 28287.79 | 32297.09 | 0.87586
2017-02-17 | 7:00 | N | 3.5 | 50 | 17 | 10.9 | 7:00 | 249 | 556 | 2872 | 2219 | 871.5 | 27800 | 48824 | 24187.1 | 101682.6 | 36209.49 | 2.8082
2017-02-17 | 8:00 | N | 3.01 | 10.23 | 10.83 | 10.23 | 8:00 | 256 | 306 | 2872 | 2219 | 770.56 | 3130.38 | 31103.76 | 22700.37 | 57705.07 | 37319 | 1.5463
2017-02-17 | 9:00 | N | 2.87 | 11.06 | 10.71 | 10.26 | 9:00 | 156 | 343 | 2872 | 2219 | 447.72 | 3793.58 | 30759.12 | 22766.94 | 57767.36 | 36732.79 | 1.5726
2017-02-17 | 10:00 | N | 3.5 | 4.95 | 5.62 | 4.35 | 10:00 | 196 | 315 | 2872 | 2219 | 686 | 1559.25 | 16140.64 | 9652.65 | 28038.54 | 36254.26 | 0.77339
2017-02-17 | 11:00 | N | 3.46 | 3 | 9 | 1.69 | 11:00 | 226 | 326 | 2842 | 1635 | 781.96 | 978 | 25578 | 2763.15 | 30101.11 | 35705.39 | 0.84304
2017-02-17 | 12:00 | N | 3 | 3 | 4.73 | 1.35 | 12:00 | 222 | 319 | 2842 | 1635 | 666 | 957 | 13442.66 | 2207.25 | 17272.91 | 35180.64 | 0.49098
2017-02-17 | 13:00 | N | 3 | 3 | 4 | 1.43 | 13:00 | 195 | 299 | 2842 | 1635 | 585 | 897 | 11368 | 2338.05 | 15188.05 | 34829.47 | 0.43607
2017-02-17 | 14:00 | N | 3 | 3.1 | 4.12 | 1.35 | 14:00 | 205 | 237 | 2842 | 1635 | 615 | 734.7 | 11709.04 | 2207.25 | 15265.99 | 34734.93 | 0.4395
2017-02-17 | 15:00 | N | 3 | 3 | 4 | 0.99 | 15:00 | 212 | 213 | 2842 | 1380 | 636 | 639 | 11368 | 1366.2 | 14009.2 | 34669.37 | 0.40408
2017-02-17 | 16:00 | N | 3 | 3 | 4 | 0.99 | 16:00 | 191 | 237 | 2842 | 1380 | 573 | 711 | 11368 | 1366.2 | 14018.2 | 34475.89 | 0.40661
2017-02-17 | 17:00 | N | 2.69 | 3 | 8.11 | 1.15 | 17:00 | 218 | 258 | 2842 | 1380 | 586.42 | 774 | 23048.62 | 1587 | 25996.04 | 34394.54 | 0.75582
2017-02-17 | 18:00 | N | 3 | 10.5 | 10.92 | 1.45 | 18:00 | 240 | 365 | 2842 | 1380 | 720 | 3832.5 | 31034.64 | 2001 | 37588.14 | 34275.56 | 1.0966
2017-02-17 | 19:00 | N | 7.31 | 26.15 | 25 | 1.61 | 19:00 | 320 | 214 | 2842 | 1426 | 2339.2 | 5596.1 | 71050 | 2295.86 | 81281.16 | 34838.01 | 2.3331
2017-02-17 | 20:00 | N | 3.5 | 3.11 | 15 | 1.45 | 20:00 | 322 | 178 | 2842 | 1426 | 1127 | 553.58 | 42630 | 2067.7 | 46378.28 | 35219.43 | 1.3168
2017-02-17 | 21:00 | N | 4.67 | 5 | 15 | 0.99 | 21:00 | 337 | 173 | 2842 | 1426 | 1573.79 | 865 | 42630 | 1411.74 | 46480.53 | 34508.66 | 1.3469
2017-02-17 | 22:00 | N | 8.05 | 7.19 | 14 | 0.99 | 22:00 | 394 | 194 | 2842 | 1426 | 3171.7 | 1394.86 | 39788 | 1411.74 | 45766.3 | 33431.31 | 1.369
2017-02-17 | 23:00 | N | 22 | 12.2 | 9.35 | 0.25 | 23:00 | 389 | 265 | 2985 | 1111 | 8558 | 3233 | 27909.75 | 277.75 | 39978.5 | 31850.53 | 1.2552
2017-02-17 | 24:00 | N | 7.28 | 4 | 4 | 0.25 | 24:00 | 362 | 243 | 2985 | 1111 | 2635.36 | 972 | 11940 | 277.75 | 15825.11 | 29975.98 | 0.52793
2017-02-18 | 1:00 | N | 7.64 | 4 | 5.25 | 0.25 | 1:00 | 294 | 212 | 2985 | 1111 | 2246.16 | 848 | 15671.25 | 277.75 | 19043.16 | 28383.91 | 0.67091
2017-02-18 | 2:00 | N | 6 | 3.11 | 5.25 | 0.25 | 2:00 | 236 | 179 | 2985 | 1111 | 1416 | 556.69 | 15671.25 | 277.75 | 17921.69 | 27438.04 | 0.65317
2017-02-18 | 3:00 | N | 5.95 | 3.21 | 5.25 | 0.82 | 3:00 | 201 | 205 | 2985 | 1717 | 1195.95 | 658.05 | 15671.25 | 1407.94 | 18933.19 | 26807.27 | 0.70627
2017-02-18 | 4:00 | N | 7.92 | 4 | 4 | 0.8 | 4:00 | 185 | 205 | 2985 | 1717 | 1465.2 | 820 | 11940 | 1373.6 | 15598.8 | 26520.71 | 0.58817
2017-02-18 | 5:00 | N | 6 | 4 | 5.26 | 0.8 | 5:00 | 207 | 283 | 2985 | 1717 | 1242 | 1132 | 15701.1 | 1373.6 | 19448.7 | 26650.58 | 0.72977
2017-02-18 | 6:00 | N | 13 | 20 | 7.64 | 0.8 | 6:00 | 327 | 438 | 2985 | 1717 | 4251 | 8760 | 22805.4 | 1373.6 | 37190 | 27318.26 | 1.3614
2017-02-18 | 7:00 | N | 9.11 | 20 | 5.82 | 5.84 | 7:00 | 249 | 556 | 2872 | 2219 | 2268.39 | 11120 | 16715.04 | 12958.96 | 43062.39 | 28648.15 | 1.5031
2017-02-18 | 8:00 | N | 3.5 | 4.63 | 4.63 | 4.63 | 8:00 | 256 | 306 | 2872 | 2219 | 896 | 1416.78 | 13297.36 | 10273.97 | 25884.11 | 29711.29 | 0.87119
2017-02-18 | 9:00 | N | 2 | 5.8 | 4.04 | 5.2 | 9:00 | 156 | 343 | 2872 | 2219 | 312 | 1989.4 | 11602.88 | 11538.8 | 25443.08 | 31151.4 | 0.81676
2017-02-18 | 10:00 | N | 3.5 | 4.86 | 5.8 | 4.86 | 10:00 | 196 | 315 | 2872 | 2219 | 686 | 1530.9 | 16657.6 | 10784.34 | 29658.84 | 32430.12 | 0.91455
2017-02-18 | 11:00 | N | 3.01 | 4.59 | 6 | 2.15 | 11:00 | 226 | 326 | 2842 | 1635 | 680.26 | 1496.34 | 17052 | 3515.25 | 22743.85 | 33344.58 | 0.68209
2017-02-18 | 12:00 | N | 2 | 4.32 | 5.67 | 1.8 | 12:00 | 222 | 319 | 2842 | 1635 | 444 | 1378.08 | 16114.14 | 2943 | 20879.22 | 34103.36 | 0.61223
2017-02-18 | 13:00 | N | 2 | 5.59 | 6.59 | 1.8 | 13:00 | 195 | 299 | 2842 | 1635 | 390 | 1671.41 | 18728.78 | 2943 | 23733.19 | 34778.63 | 0.68241
2017-02-18 | 14:00 | N | 2 | 10.83 | 11.83 | 1.8 | 14:00 | 205 | 237 | 2842 | 1635 | 410 | 2566.71 | 33620.86 | 2943 | 39540.57 | 35490.51 | 1.1141
2017-02-18 | 15:00 | N | 1.17 | 10.56 | 11.56 | 1.15 | 15:00 | 212 | 213 | 2842 | 1380 | 248.04 | 2249.28 | 32853.52 | 1587 | 36937.84 | 36228.19 | 1.0196
2017-02-18 | 16:00 | N | 1 | 5.14 | 6.14 | 1.15 | 16:00 | 191 | 237 | 2842 | 1380 | 191 | 1218.18 | 17449.88 | 1587 | 20446.06 | 36784.5 | 0.55583
2017-02-18 | 17:00 | N | 1 | 4.68 | 5.7 | 1.45 | 17:00 | 218 | 258 | 2842 | 1380 | 218 | 1207.44 | 16199.4 | 2001 | 19625.84 | 37019.91 | 0.53014
2017-02-18 | 18:00 | N | 1 | 4.9 | 5.1 | 1.61 | 18:00 | 240 | 365 | 2842 | 1380 | 240 | 1788.5 | 14494.2 | 2221.8 | 18744.5 | 36696.67 | 0.5108
2017-02-18 | 19:00 | N | 5.04 | 7.77 | 7.77 | 2.66 | 19:00 | 320 | 214 | 2842 | 1426 | 1612.8 | 1662.78 | 22082.34 | 3793.16 | 29151.08 | 36826.11 | 0.79159
2017-02-18 | 20:00 | N | 3.5 | 2.76 | 4.02 | 2.48 | 20:00 | 322 | 178 | 2842 | 1426 | 1127 | 491.28 | 11424.84 | 3536.48 | 16579.6 | 36671.08 | 0.45212
2017-02-18 | 21:00 | N | 4.98 | 5 | 5.45 | 0.99 | 21:00 | 337 | 173 | 2842 | 1426 | 1678.26 | 865 | 15488.9 | 1411.74 | 19443.9 | 35612.6 | 0.54598
2017-02-18 | 22:00 | N | 8.26 | 5.74 | 5.74 | 1.08 | 22:00 | 394 | 194 | 2842 | 1426 | 3254.44 | 1113.56 | 16313.08 | 1540.08 | 22221.16 | 34361.33 | 0.64669
2017-02-18 | 23:00 | N | 23.44 | 20 | 14 | 0.25 | 23:00 | 389 | 265 | 2985 | 1111 | 9118.16 | 5300 | 41790 | 277.75 | 56485.91 | 32831.47 | 1.7205
2017-02-18 | 24:00 | N | 8.76 | 4 | 10 | 0.25 | 24:00 | 362 | 243 | 2985 | 1111 | 3171.12 | 972 | 29850 | 277.75 | 34270.87 | 30906.78 | 1.1088
2017-02-19 | 1:00 | N | 11.87 | 6.4 | 6.4 | 0.25 | 1:00 | 294 | 212 | 2985 | 1111 | 3489.78 | 1356.8 | 19104 | 277.75 | 24228.33 | 29317.63 | 0.82641
2017-02-19 | 2:00 | N | 10 | 4 | 8.25 | 0.25 | 2:00 | 236 | 179 | 2985 | 1111 | 2360 | 716 | 24626.25 | 277.75 | 27980 | 28113.95 | 0.99524
2017-02-19 | 3:00 | N | 9.29 | 4 | 8.25 | 0.8 | 3:00 | 201 | 205 | 2985 | 1717 | 1867.29 | 820 | 24626.25 | 1373.6 | 28687.14 | 27439.54 | 1.0455
2017-02-19 | 4:00 | N | 10 | 4 | 8.25 | 0.8 | 4:00 | 185 | 205 | 2985 | 1717 | 1850 | 820 | 24626.25 | 1373.6 | 28669.85 | 27034.6 | 1.0605
2017-02-19 | 5:00 | N | 10.07 | 6.62 | 8.25 | 0.8 | 5:00 | 207 | 283 | 2985 | 1717 | 2084.49 | 1873.46 | 24626.25 | 1373.6 | 29957.8 | 26888.04 | 1.1142
2017-02-19 | 6:00 | N | 45 | 32.37 | 11.25 | 0.8 | 6:00 | 327 | 438 | 2985 | 1717 | 14715 | 14178.06 | 33581.25 | 1373.6 | 63847.91 | 27176.89 | 2.3493
2017-02-19 | 7:00 | N | 15 | 40 | 10.21 | 10 | 7:00 | 249 | 556 | 2872 | 2219 | 3735 | 22240 | 29323.12 | 22190 | 77488.12 | 27981.39 | 2.7693
2017-02-19 | 8:00 | N | 8.28 | 4.75 | 4.96 | 4.75 | 8:00 | 256 | 306 | 2872 | 2219 | 2119.68 | 1453.5 | 14245.12 | 10540.25 | 28358.55 | 28749.9 | 0.98639
2017-02-19 | 9:00 | N | 3.5 | 7.1 | 6.71 | 6.5 | 9:00 | 156 | 343 | 2872 | 2219 | 546 | 2435.3 | 19271.12 | 14423.5 | 36675.92 | 30408.76 | 1.2061
2017-02-19 | 10:00 | N | 10 | 4.95 | 4.8 | 4.35 | 10:00 | 196 | 315 | 2872 | 2219 | 1960 | 1559.25 | 13785.6 | 9652.65 | 26957.5 | 32234.41 | 0.8363
2017-02-19 | 11:00 | N | 3.5 | 2.96 | 4 | 1.8 | 11:00 | 226 | 326 | 2842 | 1635 | 791 | 964.96 | 11368 | 2943 | 16066.96 | 33506.2 | 0.47952
2017-02-19 | 12:00 | N | 3.2 | 3 | 4 | 1.8 | 12:00 | 222 | 319 | 2842 | 1635 | 710.4 | 957 | 11368 | 2943 | 15978.4 | 34274.64 | 0.46619
2017-02-19 | 13:00 | N | 3.46 | 3 | 4 | 1.8 | 13:00 | 195 | 299 | 2842 | 1635 | 674.7 | 897 | 11368 | 2943 | 15882.7 | 34913.82 | 0.45491
2017-02-19 | 14:00 | N | 2 | 3 | 4.68 | 1.8 | 14:00 | 205 | 237 | 2842 | 1635 | 410 | 711 | 13300.56 | 2943 | 17364.56 | 35443.5 | 0.48992
2017-02-19 | 15:00 | N | 3.01 | 3.1 | 5.55 | 1.45 | 15:00 | 212 | 213 | 2842 | 1380 | 638.12 | 660.3 | 15773.1 | 2001 | 19072.52 | 35988.89 | 0.52996
2017-02-19 | 16:00 | N | 1 | 3.1 | 5.66 | 1.45 | 16:00 | 191 | 237 | 2842 | 1380 | 191 | 734.7 | 16085.72 | 2001 | 19012.42 | 36271.84 | 0.52416
2017-02-19 | 17:00 | N | 1 | 3 | 6.05 | 1.69 | 17:00 | 218 | 258 | 2842 | 1380 | 218 | 774 | 17194.1 | 2332.2 | 20518.3 | 36216.21 | 0.56655
2017-02-19 | 18:00 | N | 1 | 6.43 | 8.04 | 3 | 18:00 | 240 | 365 | 2842 | 1380 | 240 | 2346.95 | 22849.68 | 4140 | 29576.63 | 36327.67 | 0.81416
2017-02-19 | 19:00 | N | 6.22 | 29.57 | 29.77 | 3 | 19:00 | 320 | 214 | 2842 | 1426 | 1990.4 | 6327.98 | 84606.34 | 4278 | 97202.72 | 37621.6 | 2.5837
2017-02-19 | 20:00 | N | 3.5 | 3.62 | 5.73 | 3 | 20:00 | 322 | 178 | 2842 | 1426 | 1127 | 644.36 | 16284.66 | 4278 | 22334.02 | 38082.99 | 0.58646
2017-02-19 | 21:00 | N | 3.5 | 3.1 | 4.46 | 0.99 | 21:00 | 337 | 173 | 2842 | 1426 | 1179.5 | 536.3 | 12675.32 | 1411.74 | 15802.86 | 37171.9 | 0.42513
2017-02-19 | 22:00 | N | 5 | 3 | 4 | 1.26 | 22:00 | 394 | 194 | 2842 | 1426 | 1970 | 582 | 11368 | 1796.76 | 15716.76 | 35952.52 | 0.43715
2017-02-19 | 23:00 | N | 10 | 6.82 | 7.02 | 0.25 | 23:00 | 389 | 265 | 2985 | 1111 | 3890 | 1807.3 | 20954.7 | 277.75 | 26929.75 | 33629.88 | 0.80077
2017-02-19 | 24:00 | N | 10 | 5.64 | 14 | 0.25 | 24:00 | 362 | 243 | 2985 | 1111 | 3620 | 1370.52 | 41790 | 277.75 | 47058.27 | 31008.17 | 1.5176
2017-02-20 | 1:00 | N | 7.26 | 4 | 7.75 | 0.25 | 1:00 | 294 | 212 | 2985 | 1111 | 2134.44 | 848 | 23133.75 | 277.75 | 26393.94 | 28915.01 | 0.91281
2017-02-20 | 2:00 | N | 6.1 | 4 | 7.75 | 0.25 | 2:00 | 236 | 179 | 2985 | 1111 | 1439.6 | 716 | 23133.75 | 277.75 | 25567.1 | 27591.33 | 0.92664
2017-02-20 | 3:00 | N | 3.5 | 4 | 7.75 | 0.97 | 3:00 | 201 | 205 | 2985 | 1717 | 703.5 | 820 | 23133.75 | 1665.49 | 26322.74 | 26901.16 | 0.9785
2017-02-20 | 4:00 | N | 8 | 4 | 7.75 | 0.97 | 4:00 | 185 | 205 | 2985 | 1717 | 1480 | 820 | 23133.75 | 1665.49 | 27099.24 | 26751.12 | 1.013
2017-02-20 | 5:00 | N | 8 | 6.2 | 7.75 | 0.97 | 5:00 | 207 | 283 | 2985 | 1717 | 1656 | 1754.6 | 23133.75 | 1665.49 | 28209.84 | 27165.87 | 1.0384
2017-02-20 | 6:00 | N | 13.64 | 12 | 7.93 | 0.97 | 6:00 | 327 | 438 | 2985 | 1717 | 4460.28 | 5256 | 23671.05 | 1665.49 | 35052.82 | 28754.16 | 1.2191
2017-02-20 | 7:00 | N | 10 | 15.95 | 6.91 | 6.7 | 7:00 | 249 | 556 | 2872 | 2219 | 2490 | 8868.2 | 19845.52 | 14867.3 | 46071.02 | 31306.08 | 1.4716
2017-02-20 | 8:00 | N | 3.5 | 4.22 | 4.82 | 4.22 | 8:00 | 256 | 306 | 2872 | 2219 | 896 | 1291.32 | 13843.04 | 9364.18 | 25394.54 | 32836.81 | 0.77336
2017-02-20 | 9:00 | N | 2 | 4.82 | 4.67 | 4.22 | 9:00 | 156 | 343 | 2872 | 2219 | 312 | 1653.26 | 13412.24 | 9364.18 | 24741.68 | 33504.32 | 0.73846
2017-02-20 | 10:00 | N | 10 | 3.95 | 4 | 3.35 | 10:00 | 196 | 315 | 2872 | 2219 | 1960 | 1244.25 | 11488 | 7433.65 | 22125.9 | 34449.88 | 0.64226
2017-02-20 | 11:00 | N | 3.5 | 3 | 4 | 1.7 | 11:00 | 226 | 326 | 2842 | 1635 | 791 | 978 | 11368 | 2779.5 | 15916.5 | 35247.13 | 0.45157
2017-02-20 | 12:00 | N | 3.01 | 3 | 4 | 1.7 | 12:00 | 222 | 319 | 2842 | 1635 | 668.22 | 957 | 11368 | 2779.5 | 15772.72 | 35583.92 | 0.44325
2017-02-20 | 13:00 | N | 3.46 | 2.38 | 4 | 1.7 | 13:00 | 195 | 299 | 2842 | 1635 | 674.7 | 711.62 | 11368 | 2779.5 | 15533.82 | 35579.65 | 0.43659
2017-02-20 | 14:00 | N | 2.03 | 2.42 | 4 | 1.7 | 14:00 | 205 | 237 | 2842 | 1635 | 416.15 | 573.54 | 11368 | 2779.5 | 15137.19 | 35601.79 | 0.42518
2017-02-20 | 15:00 | N | 2.03 | 3 | 4.64 | 1.34 | 15:00 | 212 | 213 | 2842 | 1380 | 430.36 | 639 | 13186.88 | 1849.2 | 16105.44 | 35520.14 | 0.45342
2017-02-20 | 16:00 | N | 1.1 | 2.48 | 4 | 1.35 | 16:00 | 191 | 237 | 2842 | 1380 | 210.1 | 587.76 | 11368 | 1863 | 14028.86 | 35433.89 | 0.39592
2017-02-20 | 17:00 | N | 1 | 3 | 4.52 | 1.32 | 17:00 | 218 | 258 | 2842 | 1380 | 218 | 774 | 12845.84 | 1821.6 | 15659.44 | 35519.82 | 0.44086
2017-02-20 | 18:00 | N | 1 | 6 | 9.24 | 1.82 | 18:00 | 240 | 365 | 2842 | 1380 | 240 | 2190 | 26260.08 | 2511.6 | 31201.68 | 35589.83 | 0.8767
2017-02-20 | 19:00 | N | 10 | 33.17 | 34.17 | 1.78 | 19:00 | 320 | 214 | 2842 | 1426 | 3200 | 7098.38 | 97111.14 | 2538.28 | 109947.8 | 36327.06 | 3.0266
2017-02-20 | 20:00 | N | 3.5 | 8.8 | 15.49 | 3 | 20:00 | 322 | 178 | 2842 | 1426 | 1127 | 1566.4 | 44022.58 | 4278 | 50993.98 | 36945.56 | 1.3802
2017-02-20 | 21:00 | N | 3.5 | 3 | 5.3 | 1.45 | 21:00 | 337 | 173 | 2842 | 1426 | 1179.5 | 519 | 15062.6 | 2067.7 | 18828.8 | 36110.56 | 0.52142
2017-02-20 | 22:00 | N | 10 | 4 | 5.12 | 1.4 | 22:00 | 394 | 194 | 2842 | 1426 | 3940 | 776 | 14551.04 | 1996.4 | 21263.44 | 34362.36 | 0.6188
2017-02-20 | 23:00 | N | 10 | 8.26 | 8.46 | 0.25 | 23:00 | 389 | 265 | 2985 | 1111 | 3890 | 2188.9 | 25253.1 | 277.75 | 31609.75 | 31948.63 | 0.98939
2017-02-20 | 24:00 | N | 6 | 5.21 | 10 | 0.25 | 24:00 | 362 | 243 | 2985 | 1111 | 2172 | 1266.03 | 29850 | 277.75 | 33565.78 | 29533.22 | 1.1365
2017-02-21 | 1:00 | N | 8 | 1.61 | 4.43 | 0.25 | 1:00 | 294 | 212 | 2985 | 1111 | 2352 | 341.32 | 13223.55 | 277.75 | 16194.62 | 27755.46 | 0.58348
2017-02-21 | 2:00 | N | 5.62 | 1.5 | 4 | 0.25 | 2:00 | 236 | 179 | 2985 | 1111 | 1326.32 | 268.5 | 11940 | 277.75 | 13812.57 | 26855.48 | 0.51433
2017-02-21 | 3:00 | N | 5.96 | 1.5 | 4 | 0.8 | 3:00 | 201 | 205 | 2985 | 1717 | 1197.96 | 307.5 | 11940 | 1373.6 | 14819.06 | 26420.1 | 0.5609
2017-02-21 | 4:00 | N | 8 | 1.51 | 4 | 0.8 | 4:00 | 185 | 205 | 2985 | 1717 | 1480 | 309.55 | 11940 | 1373.6 | 15103.15 | 26454.09 | 0.57092
2017-02-21 | 5:00 | N | 8 | 3.21 | 4 | 0.8 | 5:00 | 207 | 283 | 2985 | 1717 | 1656 | 908.43 | 11940 | 1373.6 | 15878.03 | 27195.56 | 0.58385
2017-02-21 | 6:00 | N | 16.66 | 11.83 | 6 | 0.8 | 6:00 | 327 | 438 | 2985 | 1717 | 5447.82 | 5181.54 | 17910 | 1373.6 | 29912.96 | 29511.51 | 1.0136
2017-02-21 | 7:00 | N | 6.04 | 8.65 | 6.75 | 6.54 | 7:00 | 249 | 556 | 2872 | 2219 | 1503.96 | 4809.4 | 19386 | 14512.26 | 40211.62 | 33409.84 | 1.2036
2017-02-21 | 8:00 | N | 3.5 | 2.4 | 4.21 | 4 | 8:00 | 256 | 306 | 2872 | 2219 | 896 | 734.4 | 12091.12 | 8876 | 22597.52 | 34506.56 | 0.65488
2017-02-21 | 9:00 | N | 3.01 | 4.43 | 4.63 | 4.42 | 9:00 | 156 | 343 | 2872 | 2219 | 469.56 | 1519.49 | 13297.36 | 9807.98 | 25094.39 | 34153.11 | 0.73476
2017-02-21 | 10:00 | N | 10 | 3.35 | 4.1 | 3.35 | 10:00 | 196 | 315 | 2872 | 2219 | 1960 | 1055.25 | 11775.2 | 7433.65 | 22224.1 | 34229.83 | 0.64926
2017-02-21 | 11:00 | N | 3.5 | 2.81 | 4 | 1.93 | 11:00 | 226 | 326 | 2842 | 1635 | 791 | 916.06 | 11368 | 3155.55 | 16230.61 | 34407.65 | 0.47172
2017-02-21 | 12:00 | N | 3.46 | 1.96 | 4.01 | 1.82 | 12:00 | 222 | 319 | 2842 | 1635 | 768.12 | 625.24 | 11396.42 | 2975.7 | 15765.48 | 34615.3 | 0.45545
2017-02-21 | 13:00 | N | 3.46 | 1.96 | 4.01 | 1.82 | 13:00 | 195 | 299 | 2842 | 1635 | 674.7 | 586.04 | 11396.42 | 2975.7 | 15632.86 | 34968.79 | 0.44705
2017-02-21 | 14:00 | N | 2.63 | 2.3 | 4 | 2.05 | 14:00 | 205 | 237 | 2842 | 1635 | 539.15 | 545.1 | 11368 | 3351.75 | 15804 | 35565.58 | 0.44436
2017-02-21 | 15:00 | N | 2.26 | 2.66 | 4 | 1.15 | 15:00 | 212 | 213 | 2842 | 1380 | 479.12 | 566.58 | 11368 | 1587 | 14000.7 | 36004.5 | 0.38886
2017-02-21 | 16:00 | N | 2 | 3 | 4.49 | 1.15 | 16:00 | 191 | 237 | 2842 | 1380 | 382 | 711 | 12760.58 | 1587 | 15440.58 | 36410.26 | 0.42407
2017-02-21 | 17:00 | N | 2 | 2.9 | 4.34 | 1.2 | 17:00 | 218 | 258 | 2842 | 1380 | 436 | 748.2 | 12334.28 | 1656 | 15174.48 | 36740.46 | 0.41302
2017-02-21 | 18:00 | N | 1.2 | 6 | 9.37 | 1.45 | 18:00 | 240 | 365 | 2842 | 1380 | 288 | 2190 | 26629.54 | 2001 | 31108.54 | 36616.75 | 0.84957
2017-02-21 | 19:00 | N | 10 | 27.31 | 28.32 | 3 | 19:00 | 320 | 214 | 2842 | 1426 | 3200 | 5844.34 | 80485.44 | 4278 | 93807.78 | 37046.41 | 2.5322
2017-02-21 | 20:00 | N | 3.5 | 2.99 | 6.41 | 1.87 | 20:00 | 322 | 178 | 2842 | 1426 | 1127 | 532.22 | 18217.22 | 2666.62 | 22543.06 | 37495.83 | 0.60122
2017-02-21 | 21:00 | N | 3.98 | 3.21 | 5.86 | 1.82 | 21:00 | 337 | 173 | 2842 | 1426 | 1341.26 | 555.33 | 16654.12 | 2595.32 | 21146.03 | 36393.91 | 0.58103
2017-02-21 | 22:00 | N | 6.7 | 5.78 | 6.16 | 1.24 | 22:00 | 394 | 194 | 2842 | 1426 | 2639.8 | 1121.32 | 17506.72 | 1768.24 | 23036.08 | 34557.29 | 0.66661
2017-02-21 | 23:00 | N | 10 | 5.88 | 6.08 | 0.25 | 23:00 | 389 | 265 | 2985 | 1111 | 3890 | 1558.2 | 18148.8 | 277.75 | 23874.75 | 31944.64 | 0.74738
2017-02-21 | 24:00 | N | 6.79 | 4.12 | 10 | 0.25 | 24:00 | 362 | 243 | 2985 | 1111 | 2457.98 | 1001.16 | 29850 | 277.75 | 33586.89 | 29266.95 | 1.1476
2017-02-22 | 1:00 | N | 3.95 | 2 | 3.81 | 0.25 | 1:00 | 294 | 212 | 2985 | 1111 | 1161.3 | 424 | 11372.85 | 277.75 | 13235.9 | 27522.38 | 0.48091
2017-02-22 | 2:00 | N | 3.5 | 1.5 | 3.75 | 0.25 | 2:00 | 236 | 179 | 2985 | 1111 | 826 | 268.5 | 11193.75 | 277.75 | 12566 | 26617.38 | 0.4721
2017-02-22 | 3:00 | N | 3.5 | 1.5 | 3 | 0.51 | 3:00 | 201 | 205 | 2985 | 1717 | 703.5 | 307.5 | 8955 | 875.67 | 10841.67 | 26234.5 | 0.41326
2017-02-22 | 4:00 | N | 5.52 | 1.5 | 3 | 0.51 | 4:00 | 185 | 205 | 2985 | 1717 | 1021.2 | 307.5 | 8955 | 875.67 | 11159.37 | 26367.94 | 0.42322
2017-02-22 | 5:00 | N | 4.91 | 2.11 | 3 | 0.51 | 5:00 | 207 | 283 | 2985 | 1717 | 1016.37 | 597.13 | 8955 | 875.67 | 11444.17 | 27209.34 | 0.4206
2017-02-22 | 6:00 | N | 10 | 4.91 | 5.11 | 0.51 | 6:00 | 327 | 438 | 2985 | 1717 | 3270 | 2150.58 | 15253.35 | 875.67 | 21549.6 | 29640.94 | 0.72702
2017-02-22 | 7:00 | N | 3.98 | 8.66 | 6.84 | 6.7 | 7:00 | 249 | 556 | 2872 | 2219 | 991.02 | 4814.96 | 19644.48 | 14867.3 | 40317.76 | 33785.03 | 1.1934
2017-02-22 | 8:00 | N | 3.5 | 3.21 | 4.21 | 4 | 8:00 | 256 | 306 | 2872 | 2219 | 896 | 982.26 | 12091.12 | 8876 | 22845.38 | 34845.61 | 0.65562
2017-02-22 | 9:00 | N | 3.01 | 3.82 | 4.02 | 3.81 | 9:00 | 156 | 343 | 2872 | 2219 | 469.56 | 1310.26 | 11545.44 | 8454.39 | 21779.65 | 34342.7 | 0.63419
2017-02-22 | 10:00 | N | 4.98 | 3.21 | 4 | 3.35 | 10:00 | 196 | 315 | 2872 | 2219 | 976.08 | 1011.15 | 11488 | 7433.65 | 20908.88 | 34285.77 | 0.60984
2017-02-22 | 11:00 | N | 3.5 | 2.61 | 4.16 | 2 | 11:00 | 226 | 326 | 2842 | 1635 | 791 | 850.86 | 11822.72 | 3270 | 16734.58 | 34665.43 | 0.48275
2017-02-22 | 12:00 | N | 3.46 | 3 | 4.48 | 2 | 12:00 | 222 | 319 | 2842 | 1635 | 768.12 | 957 | 12732.16 | 3270 | 17727.28 | 35181.87 | 0.50388
2017-02-22 | 13:00 | N | 3.46 | 3 | 4.89 | 2 | 13:00 | 195 | 299 | 2842 | 1635 | 674.7 | 897 | 13897.38 | 3270 | 18739.08 | 35901.16 | 0.52196
2017-02-22 | 14:00 | N | 2.38 | 3.1 | 5 | 2.05 | 14:00 | 205 | 237 | 2842 | 1635 | 487.9 | 734.7 | 14210 | 3351.75 | 18784.35 | 37093.45 | 0.50641
2017-02-22 | 15:00 | N | 3.01 | 3.67 | 5 | 1.5 | 15:00 | 212 | 213 | 2842 | 1380 | 638.12 | 781.71 | 14210 | 2070 | 17699.83 | 38275.86 | 0.46243
2017-02-22 | 16:00 | N | 1.86 | 9.87 | 10.87 | 1.51 | 16:00 | 191 | 237 | 2842 | 1380 | 355.26 | 2339.19 | 30892.54 | 2083.8 | 35670.79 | 39234.79 | 0.90916
2017-02-22 | 17:00 | N | 1 | 4.29 | 5.41 | 1.7 | 17:00 | 218 | 258 | 2842 | 1380 | 218 | 1106.82 | 15375.22 | 2346 | 19046.04 | 39965.1 | 0.47657
2017-02-22 | 18:00 | N | 1.3 | 6 | 7.44 | 2 | 18:00 | 240 | 365 | 2842 | 1380 | 312 | 2190 | 21144.48 | 2760 | 26406.48 | 39830.19 | 0.66298
2017-02-22 | 19:00 | N | 6.11 | 14.09 | 15.36 | 4.22 | 19:00 | 320 | 214 | 2842 | 1426 | 1955.2 | 3015.26 | 43653.12 | 6017.72 | 54641.3 | 39396.29 | 1.387
2017-02-22 | 20:00 | N | 3.5 | 2 | 5 | 2 | 20:00 | 322 | 178 | 2842 | 1426 | 1127 | 356 | 14210 | 2852 | 18545 | 39238.79 | 0.47262
2017-02-22 | 21:00 | N | 5.02 | 4.41 | 5.16 | 1.82 | 21:00 | 337 | 173 | 2842 | 1426 | 1691.74 | 762.93 | 14664.72 | 2595.32 | 19714.71 | 37869.72 | 0.52059
2017-02-22 | 22:00 | N | 7.13 | 4.46 | 4.46 | 1.4 | 22:00 | 394 | 194 | 2842 | 1426 | 2809.22 | 865.24 | 12675.32 | 1996.4 | 18346.18 | 35795.3 | 0.51253
2017-02-22 | 23:00 | N | 19.63 | 14.43 | 14 | 0.25 | 23:00 | 389 | 265 | 2985 | 1111 | 7636.07 | 3823.95 | 41790 | 277.75 | 53527.77 | 32900.22 | 1.627
2017-02-22 | 24:00 | N | 10 | 4 | 10 | 0.25 | 24:00 | 362 | 243 | 2985 | 1111 | 3620 | 972 | 29850 | 277.75 | 34719.75 | 30033.1 | 1.156
2017-02-23 | 1:00 | N | 13.33 | 7.32 | 13 | 0.25 | 1:00 | 294 | 212 | 2985 | 1111 | 3919.02 | 1551.84 | 38805 | 277.75 | 44553.61 | 28023.19 | 1.5899
2017-02-23 | 2:00 | N | 12 | 4 | 13 | 0.25 | 2:00 | 236 | 179 | 2985 | 1111 | 2832 | 716 | 38805 | 277.75 | 42630.75 | 26901.53 | 1.5847
2017-02-23 | 3:00 | N | 12 | 4.3 | 13 | 0.49 | 3:00 | 201 | 205 | 2985 | 1717 | 2412 | 881.5 | 38805 | 841.33 | 42939.83 | 26218.51 | 1.6378
2017-02-23 | 4:00 | N | 17.37 | 4.19 | 13 | 0.49 | 4:00 | 185 | 205 | 2985 | 1717 | 3213.45 | 858.95 | 38805 | 841.33 | 43718.73 | 26087.27 | 1.6759
2017-02-23 | 5:00 | N | 14.93 | 8 | 13 | 0.49 | 5:00 | 207 | 283 | 2985 | 1717 | 3090.51 | 2264 | 38805 | 841.33 | 45000.84 | 26653.88 | 1.6883
2017-02-23 | 6:00 | N | 28.12 | 16.21 | 16 | 0.61 | 6:00 | 327 | 438 | 2985 | 1717 | 9195.24 | 7099.98 | 47760 | 1047.37 | 65102.59 | 28669.36 | 2.2708
2017-02-23 | 7:00 | N | 10 | 45 | 44.52 | 3.2 | 7:00 | 249 | 556 | 2872 | 2219 | 2490 | 25020 | 127861.44 | 7100.8 | 162472.24 | 32443.84 | 5.0078
2017-02-23 | 8:00 | N | 4.67 | 4 | 15.25 | 3.2 | 8:00 | 256 | 306 | 2872 | 2219 | 1195.52 | 1224 | 43798 | 7100.8 | 53318.32 | 33322.45 | 1.6001
2017-02-23 | 9:00 | N | 3.44 | 7.24 | 15.64 | 4 | 9:00 | 156 | 343 | 2872 | 2219 | 536.64 | 2483.32 | 44918.08 | 8876 | 56814.04 | 33535.6 | 1.6941
2017-02-23 | 10:00 | N | 8.83 | 6.79 | 15 | 2.35 | 10:00 | 196 | 315 | 2872 | 2219 | 1730.68 | 2138.85 | 43080 | 5214.65 | 52164.18 | 34321.75 | 1.5199
2017-02-23 | 11:00 | N | 3.98 | 4.27 | 9 | 1.15 | 11:00 | 226 | 326 | 2842 | 1635 | 899.48 | 1392.02 | 25578 | 1880.25 | 29749.75 | 35440.61 | 0.83943
2017-02-23 | 12:00 | N | 3.5 | 3.1 | 8.73 | 1.15 | 12:00 | 222 | 319 | 2842 | 1635 | 777 | 988.9 | 24810.66 | 1880.25 | 28456.81 | 36556.68 | 0.77843
2017-02-23 | 13:00 | N | 3.5 | 3.23 | 6.62 | 1.15 | 13:00 | 195 | 299 | 2842 | 1635 | 682.5 | 965.77 | 18814.04 | 1880.25 | 22342.56 | 37855.79 | 0.5902
2017-02-23 | 14:00 | N | 3.48 | 8.16 | 10 | 1.35 | 14:00 | 205 | 237 | 2842 | 1635 | 713.4 | 1933.92 | 28420 | 2207.25 | 33274.57 | 39397.34 | 0.84459
2017-02-23 | 15:00 | N | 3.5 | 7.08 | 7.92 | 0.95 | 15:00 | 212 | 213 | 2842 | 1380 | 742 | 1508.04 | 22508.64 | 1311 | 26069.68 | 40703.73 | 0.64047
2017-02-23 | 16:00 | N | 3.5 | 4.64 | 6.87 | 0.99 | 16:00 | 191 | 237 | 2842 | 1380 | 668.5 | 1099.68 | 19524.54 | 1366.2 | 22658.92 | 41689.49 | 0.54352
2017-02-23 | 17:00 | N | 3 | 3.89 | 7.98 | 0.99 | 17:00 | 218 | 258 | 2842 | 1380 | 654 | 1003.62 | 22679.16 | 1366.2 | 25702.98 | 42169.94 | 0.60951
2017-02-23 | 18:00 | N | 2 | 6.61 | 9.76 | 0.99 | 18:00 | 240 | 365 | 2842 | 1380 | 480 | 2412.65 | 27737.92 | 1366.2 | 31996.77 | 41475.58 | 0.77146
2017-02-23 | 19:00 | N | 6 | 16.88 | 17.17 | 0.99 | 19:00 | 320 | 214 | 2842 | 1426 | 1920 | 3612.32 | 48797.14 | 1411.74 | 55741.2 | 40851.6 | 1.3645
2017-02-23 | 20:00 | N | 3.5 | 2.17 | 6.02 | 1.23 | 20:00 | 322 | 178 | 2842 | 1426 | 1127 | 386.26 | 17108.84 | 1753.98 | 20376.08 | 40807.2 | 0.49933
2017-02-23 | 21:00 | N | 3.98 | 3.1 | 5.42 | 0.97 | 21:00 | 337 | 173 | 2842 | 1426 | 1341.26 | 536.3 | 15403.64 | 1383.22 | 18664.42 | 39669.65 | 0.4705
2017-02-23 | 22:00 | N | 8.42 | 4 | 10 | 0.95 | 22:00 | 394 | 194 | 2842 | 1426 | 3317.48 | 776 | 28420 | 1354.7 | 33868.18 | 37634.55 | 0.89992
2017-02-23 | 23:00 | N | 16.06 | 12.44 | 21.51 | 0.25 | 23:00 | 389 | 265 | 2985 | 1111 | 6247.34 | 3296.6 | 64207.35 | 277.75 | 74029.04 | 34820.74 | 2.126
2017-02-23 | 24:00 | N | 10.63 | 4 | 25 | 0.25 | 24:00 | 362 | 243 | 2985 | 1111 | 3848.06 | 972 | 74625 | 277.75 | 79722.81 | 31767.66 | 2.5096
2017-02-24 | 1:00 | N | 12.51 | 7.36 | 13 | 0.25 | 1:00 | 294 | 212 | 2985 | 1111 | 3677.94 | 1560.32 | 38805 | 277.75 | 44321.01 | 29516.57 | 1.5016
2017-02-24 | 2:00 | N | 15 | 3.75 | 13 | 0.25 | 2:00 | 236 | 179 | 2985 | 1111 | 3540 | 671.25 | 38805 | 277.75 | 43294 | 28108.55 | 1.5402
2017-02-24 | 3:00 | N | 13.39 | 4.08 | 13 | 0.61 | 3:00 | 201 | 205 | 2985 | 1717 | 2691.39 | 836.4 | 38805 | 1047.37 | 43380.16 | 27249.05 | 1.592
2017-02-24 | 4:00 | N | 12.59 | 3.91 | 13 | 0.61 | 4:00 | 185 | 205 | 2985 | 1717 | 2329.15 | 801.55 | 38805 | 1047.37 | 42983.07 | 26858.66 | 1.6003
2017-02-24 | 5:00 | N | 10 | 8 | 13.38 | 0.61 | 5:00 | 207 | 283 | 2985 | 1717 | 2070 | 2264 | 39939.3 | 1047.37 | 45320.67 | 27156.72 | 1.6689
2017-02-24 | 6:00 | N | 13 | 14.8 | 15 | 0.61 | 6:00 | 327 | 438 | 2985 | 1717 | 4251 | 6482.4 | 44775 | 1047.37 | 56555.77 | 28898.24 | 1.9571
2017-02-24 | 7:00 | N | 4.82 | 21.44 | 15 | 4.75 | 7:00 | 249 | 556 | 2872 | 2219 | 1200.18 | 11920.64 | 43080 | 10540.25 | 66741.07 | 32272.15 | 2.0681
2017-02-24 | 8:00 | N | 3.5 | 4 | 6.14 | 4 | 8:00 | 256 | 306 | 2872 | 2219 | 896 | 1224 | 17634.08 | 8876 | 28630.08 | 33288.05 | 0.86007
2017-02-24 | 9:00 | N | 2.72 | 5.35 | 5.7 | 4.75 | 9:00 | 156 | 343 | 2872 | 2219 | 424.32 | 1835.05 | 16370.4 | 10540.25 | 29170.02 | 33846.8 | 0.86183
2017-02-24 | 10:00 | N | 3.5 | 4.55 | 5 | 4.55 | 10:00 | 196 | 315 | 2872 | 2219 | 686 | 1433.25 | 14360 | 10096.45 | 26575.7 | 34966.59 | 0.76003
2017-02-24 | 11:00 | N | 3.46 | 2.74 | 4.73 | 1.5 | 11:00 | 226 | 326 | 2842 | 1635 | 781.96 | 893.24 | 13442.66 | 2452.5 | 17570.36 | 35845.79 | 0.49017
2017-02-24 | 12:00 | N | 3.05 | 1.51 | 6.62 | 1.25 | 12:00 | 222 | 319 | 2842 | 1635 | 677.1 | 481.69 | 18814.04 | 2043.75 | 22016.58 | 36544.1 | 0.60247
2017-02-24 | 13:00 | N | 3.46 | 1.51 | 5.5 | 1.41 | 13:00 | 195 | 299 | 2842 | 1635 | 674.7 | 451.49 | 15631 | 2305.35 | 19062.54 | 37080.29 | 0.51409
2017-02-24 | 14:00 | N | 3.44 | 3 | 8 | 1.25 | 14:00 | 205 | 237 | 2842 | 1635 | 705.2 | 711 | 22736 | 2043.75 | 26195.95 | 37859.91 | 0.69192
2017-02-24 | 15:00 | N | 3.46 | 7.88 | 14.21 | 1 | 15:00 | 212 | 213 | 2842 | 1380 | 733.52 | 1678.44 | 40384.82 | 1380 | 44176.78 | 38232.74 | 1.1555
2017-02-24 | 16:00 | N | 3.21 | 6 | 11 | 1.25 | 16:00 | 191 | 237 | 2842 | 1380 | 613.11 | 1422 | 31262 | 1725 | 35022.11 | 38165.53 | 0.91764
2017-02-24 | 17:00 | N | 2 | 6.61 | 11.99 | 1.25 | 17:00 | 218 | 258 | 2842 | 1380 | 436 | 1705.38 | 34075.58 | 1725 | 37941.96 | 37925.68 | 1.0004
2017-02-24 | 18:00 | N | 2 | 6.97 | 9.72 | 1.25 | 18:00 | 240 | 365 | 2842 | 1380 | 480 | 2544.05 | 27624.24 | 1725 | 32373.29 | 36987.63 | 0.87525
2017-02-24 | 19:00 | N | 3.5 | 13.38 | 19.33 | 1.61 | 19:00 | 320 | 214 | 2842 | 1426 | 1120 | 2863.32 | 54935.86 | 2295.86 | 61215.04 | 36487.2 | 1.6777
2017-02-24 | 20:00 | N | 3.46 | 3.72 | 8.05 | 1.25 | 20:00 | 322 | 178 | 2842 | 1426 | 1114.12 | 662.16 | 22878.1 | 1782.5 | 26436.88 | 36439 | 0.72551
2017-02-24 | 21:00 | N | 3.5 | 3.74 | 6.69 | 1.15 | 21:00 | 337 | 173 | 2842 | 1426 | 1179.5 | 647.02 | 19012.98 | 1639.9 | 22479.4 | 35454.69 | 0.63403
2017-02-24 | 22:00 | N | 4.2 | 3.91 | 6.08 | 0.99 | 22:00 | 394 | 194 | 2842 | 1426 | 1654.8 | 758.54 | 17279.36 | 1411.74 | 21104.44 | 34174.68 | 0.61755
2017-02-24 | 23:00 | N | 6 | 5.55 | 5.82 | 0.25 | 23:00 | 389 | 265 | 2985 | 1111 | 2334 | 1470.75 | 17372.7 | 277.75 | 21455.2 | 32568.3 | 0.65878
2017-02-24 | 24:00 | N | 4.91 | 4 | 9.12 | 0.25 | 24:00 | 362 | 243 | 2985 | 1111 | 1777.42 | 972 | 27223.2 | 277.75 | 30250.37 | 30811.77 | 0.98178
2017-02-25 | 1:00 | N | 3.61 | 3.75 | 4 | 0.25 | 1:00 | 294 | 212 | 2985 | 1111 | 1061.34 | 795 | 11940 | 277.75 | 14074.09 | 29232.88 | 0.48145
2017-02-25 | 2:00 | N | 2.11 | 3 | 3.2 | 0.25 | 2:00 | 236 | 179 | 2985 | 1111 | 497.96 | 537 | 9552 | 277.75 | 10864.71 | 28373.25 | 0.38292
2017-02-25 | 3:00 | N | 1.1 | 3 | 3.2 | 0.76 | 3:00 | 201 | 205 | 2985 | 1717 | 221.1 | 615 | 9552 | 1304.92 | 11693.02 | 27996.32 | 0.41766
2017-02-25 | 4:00 | N | 3.63 | 2.8 | 3 | 0.76 | 4:00 | 185 | 205 | 2985 | 1717 | 671.55 | 574 | 8955 | 1304.92 | 11505.47 | 28024.41 | 0.41055
2017-02-25 | 5:00 | N | 3.5 | 3.8 | 4 | 0.76 | 5:00 | 207 | 283 | 2985 | 1717 | 724.5 | 1075.4 | 11940 | 1304.92 | 15044.82 | 28485.53 | 0.52816
2017-02-25 | 6:00 | N | 7.03 | 5.8 | 6 | 0.76 | 6:00 | 327 | 438 | 2985 | 1717 | 2298.81 | 2540.4 | 17910 | 1304.92 | 24054.13 | 29739.57 | 0.80883
2017-02-25 | 7:00 | N | 4.11 | 5.47 | 4.68 | 4.47 | 7:00 | 249 | 556 | 2872 | 2219 | 1023.39 | 3041.32 | 13440.96 | 9918.93 | 27424.6 | 31806.96 | 0.86222
2017-02-25 | 8:00 | N | 3.5 | 4.82 | 5.47 | 4.82 | 8:00 | 256 | 306 | 2872 | 2219 | 896 | 1474.92 | 15709.84 | 10695.58 | 28776.34 | 33491.33 | 0.85922
2017-02-25 | 9:00 | N | 1 | 8.17 | 8.37 | 7.57 | 9:00 | 156 | 343 | 2872 | 2219 | 156 | 2802.31 | 24038.64 | 16797.83 | 43794.78 | 34976.26 | 1.2521
2017-02-25 | 10:00 | N | 10 | 10.32 | 12.28 | 9.7 | 10:00 | 196 | 315 | 2872 | 2219 | 1960 | 3250.8 | 35268.16 | 21524.3 | 62003.26 | 35448.68 | 1.7491
2017-02-25 | 11:00 | N | 3.5 | 5.3 | 8 | 2 | 11:00 | 226 | 326 | 2842 | 1635 | 791 | 1727.8 | 22736 | 3270 | 28524.8 | 35204.08 | 0.81027
2017-02-25 | 12:00 | N | 3.01 | 3 | 5.64 | 0.99 | 12:00 | 222 | 319 | 2842 | 1635 | 668.22 | 957 | 16028.88 | 1618.65 | 19272.75 | 34444.21 | 0.55954
2017-02-25 | 13:00 | N | 3.44 | 3 | 6 | 1.16 | 13:00 | 195 | 299 | 2842 | 1635 | 670.8 | 897 | 17052 | 1896.6 | 20516.4 | 33558.5 | 0.61136
2017-02-25 | 14:00 | N | 3.24 | 3 | 6.11 | 1.3 | 14:00 | 205 | 237 | 2842 | 1635 | 664.2 | 711 | 17364.62 | 2125.5 | 20865.32 | 32688.54 | 0.63831
2017-02-25 | 15:00 | N | 2.99 | 3 | 6 | 0.99 | 15:00 | 212 | 213 | 2842 | 1380 | 633.88 | 639 | 17052 | 1366.2 | 19691.08 | 32119.13 | 0.61306
2017-02-25 | 16:00 | N | 3.44 | 3 | 6 | 0.99 | 16:00 | 191 | 237 | 2842 | 1380 | 657.04 | 711 | 17052 | 1366.2 | 19786.24 | 31822.2 | 0.62177
2017-02-25 | 17:00 | N | 2 | 3 | 6 | 1.25 | 17:00 | 218 | 258 | 2842 | 1380 | 436 | 774 | 17052 | 1725 | 19987 | 31766.94 | 0.62918
2017-02-25 | 18:00 | N | 2 | 6 | 9 | 0.99 | 18:00 | 240 | 365 | 2842 | 1380 | 480 | 2190 | 25578 | 1366.2 | 29614.2 | 32024.57 | 0.92473
2017-02-25 | 19:00 | N | 8.67 | 16.4 | 17 | 1.61 | 19:00 | 320 | 214 | 2842 | 1426 | 2774.4 | 3509.6 | 48314 | 2295.86 | 56893.86 | 33286.24 | 1.7092
2017-02-25 | 20:00 | N | 3.5 | 4.11 | 7 | 1.08 | 20:00 | 322 | 178 | 2842 | 1426 | 1127 | 731.58 | 19894 | 1540.08 | 23292.66 | 34460.44 | 0.67592
2017-02-25 | 21:00 | N | 8.11 | 5 | 9 | 1.14 | 21:00 | 337 | 173 | 2842 | 1426 | 2733.07 | 865 | 25578 | 1625.64 | 30801.71 | 34402.09 | 0.89534
2017-02-25 | 22:00 | N | 10.11 | 4.55 | 16 | 0.99 | 22:00 | 394 | 194 | 2842 | 1426 | 3983.34 | 882.7 | 45472 | 1411.74 | 51749.78 | 33991.74 | 1.5224
2017-02-25 | 23:00 | N | 25.93 | 22 | 22 | 0.25 | 23:00 | 389 | 265 | 2985 | 1111 | 10086.77 | 5830 | 65670 | 277.75 | 81864.52 | 33072.23 | 2.4753
2017-02-25 | 24:00 | N | 9.92 | 4 | 19 | 0.25 | 24:00 | 362 | 243 | 2985 | 1111 | 3591.04 | 972 | 56715 | 277.75 | 61555.79 | 31830.53 | 1.9339
2017-02-26 | 1:00 | N | 15 | 5.45 | 15 | 0.25 | 1:00 | 294 | 212 | 2985 | 1111 | 4410 | 1155.4 | 44775 | 277.75 | 50618.15 | 30729.01 | 1.6472
2017-02-26 | 2:00 | N | 11.41 | 5.18 | 20 | 0.25 | 2:00 | 236 | 179 | 2985 | 1111 | 2692.76 | 927.22 | 59700 | 277.75 | 63597.73 | 30019.13 | 2.1186
2017-02-26 | 3:00 | N | 9.53 | 4.74 | 20 | 0.76 | 3:00 | 201 | 205 | 2985 | 1717 | 1915.53 | 971.7 | 59700 | 1304.92 | 63892.15 | 29640.81 | 2.1555
2017-02-26 | 4:00 | N | 15 | 4.85 | 20 | 0.76 | 4:00 | 185 | 205 | 2985 | 1717 | 2775 | 994.25 | 59700 | 1304.92 | 64774.17 | 29597.89 | 2.1885
2017-02-26 | 5:00 | N | 10.72 | 8 | 15 | 0.76 | 5:00 | 207 | 283 | 2985 | 1717 | 2219.04 | 2264 | 44775 | 1304.92 | 50562.96 | 29840.56 | 1.6944
2017-02-26 | 6:00 | N | 27.13 | 20.56 | 20 | 0.76 | 6:00 | 327 | 438 | 2985 | 1717 | 8871.51 | 9005.28 | 59700 | 1304.92 | 78881.71 | 30416.66 | 2.5934
2017-02-26 | 7:00 | N | 14.54 | 38 | 16 | 6.22 | 7:00 | 249 | 556 | 2872 | 2219 | 3620.46 | 21128 | 45952 | 13802.18 | 84502.64 | 31502.88 | 2.6824
2017-02-26 | 8:00 | N | 3.98 | 6.22 | 13 | 6.22 | 8:00 | 256 | 306 | 2872 | 2219 | 1018.88 | 1903.32 | 37336 | 13802.18 | 54060.38 | 32229.94 | 1.6773
2017-02-26 | 9:00 | N | 3.46 | 9.47 | 13 | 8.67 | 9:00 | 156 | 343 | 2872 | 2219 | 539.76 | 3248.21 | 37336 | 19238.73 | 60362.7 | 33348.58 | 1.8101
2017-02-26 | 10:00 | N | 10 | 9.8 | 10 | 9.2 | 10:00 | 196 | 315 | 2872 | 2219 | 1960 | 3087 | 28720 | 20414.8 | 54181.8 | 33933.82 | 1.5967
2017-02-26 | 11:00 | N | 3.98 | 4.11 | 9 | 2 | 11:00 | 226 | 326 | 2842 | 1635 | 899.48 | 1339.86 | 25578 | 3270 | 31087.34 | 34046.56 | 0.91308
2017-02-26 | 12:00 | N | 3.5 | 4.07 | 8 | 0.99 | 12:00 | 222 | 319 | 2842 | 1635 | 777 | 1298.33 | 22736 | 1618.65 | 26429.98 | 33816.97 | 0.78156
2017-02-26 | 13:00 | N | 3.5 | 3.88 | 10.5 | 1.53 | 13:00 | 195 | 299 | 2842 | 1635 | 682.5 | 1160.12 | 29841 | 2501.55 | 34185.17 | 33703.49 | 1.0143
2017-02-26 | 14:00 | N | 3.46 | 4.01 | 13 | 1.58 | 14:00 | 205 | 237 | 2842 | 1635 | 709.3 | 950.37 | 36946 | 2583.3 | 41188.97 | 33417.88 | 1.2325
2017-02-26 | 15:00 | N | 3.01 | 4.06 | 13 | 0.99 | 15:00 | 212 | 213 | 2842 | 1380 | 638.12 | 864.78 | 36946 | 1366.2 | 39815.1 | 33101.68 | 1.2028
2017-02-26 | 16:00 | N | 2.11 | 3.56 | 8 | 1.29 | 16:00 | 191 | 237 | 2842 | 1380 | 403.01 | 843.72 | 22736 | 1780.2 | 25762.93 | 32990.97 | 0.78091
2017-02-26 | 17:00 | N | 2 | 4.11 | 8 | 1.41 | 17:00 | 218 | 258 | 2842 | 1380 | 436 | 1060.38 | 22736 | 1945.8 | 26178.18 | 33213.36 | 0.78818
2017-02-26 | 18:00 | N | 2.11 | 8.8 | 14 | 0.99 | 18:00 | 240 | 365 | 2842 | 1380 | 506.4 | 3212 | 39788 | 1366.2 | 44872.6 | 33800.19 | 1.3276
2017-02-26 | 19:00 | N | 12.01 | 29.51 | 30.18 | 1.61 | 19:00 | 320 | 214 | 2842 | 1426 | 3843.2 | 6315.14 | 85771.56 | 2295.86 | 98225.76 | 35251.02 | 2.7865
2017-02-26 | 20:00 | N | 3.56 | 3.89 | 12 | 1.58 | 20:00 | 322 | 178 | 2842 | 1426 | 1146.32 | 692.42 | 34104 | 2253.08 | 38195.82 | 36193.64 | 1.0553
2017-02-26 | 21:00 | N | 4.76 | 3.1 | 9.77 | 0.99 | 21:00 | 337 | 173 | 2842 | 1426 | 1604.12 | 536.3 | 27766.34 | 1411.74 | 31318.5 | 35583.4 | 0.88014
2017-02-26 | 22:00 | N | 8.11 | 4 | 10 | 0.99 | 22:00 | 394 | 194 | 2842 | 1426 | 3195.34 | 776 | 28420 | 1411.74 | 33803.08 | 34293.17 | 0.98571
2017-02-26 | 23:00 | N | 15 | 9.61 | 12 | 0.25 | 23:00 | 389 | 265 | 2985 | 1111 | 5835 | 2546.65 | 35820 | 277.75 | 44479.4 | 32159.6 | 1.3831
2017-02-26 | 24:00 | N | 8.11 | 4 | 19 | 0.25 | 24:00 | 362 | 243 | 2985 | 1111 | 2935.82 | 972 | 56715 | 277.75 | 60900.57 | 29812.2 | 2.0428
2017-02-27 | 1:00 | N | 10 | 6 | 14.25 | 0.25 | 1:00 | 294 | 212 | 2985 | 1111 | 2940 | 1272 | 42536.25 | 277.75 | 47026 | 28231.61 | 1.6657
2017-02-27 | 2:00 | N | 9.95 | 3.91 | 13 | 0.25 | 2:00 | 236 | 179 | 2985 | 1111 | 2348.2 | 699.89 | 38805 | 277.75 | 42130.84 | 27262.89 | 1.5454
2017-02-27 | 3:00 | N | 6.66 | 4 | 13 | 0.97 | 3:00 | 201 | 205 | 2985 | 1717 | 1338.66 | 820 | 38805 | 1665.49 | 42629.15 | 26781.94 | 1.5917
2017-02-27 | 4:00 | N | 10.11 | 4 | 13 | 0.97 | 4:00 | 185 | 205 | 2985 | 1717 | 1870.35 | 820 | 38805 | 1665.49 | 43160.84 | 26749.33 | 1.6135
2017-02-27 | 5:00 | N | 8.69 | 6 | 13.81 | 0.97 | 5:00 | 207 | 283 | 2985 | 1717 | 1798.83 | 1698 | 41222.85 | 1665.49 | 46385.17 | 27431.72 | 1.6909
2017-02-27 | 6:00 | N | 25.28 | 21 | 21 | 0.97 | 6:00 | 327 | 438 | 2985 | 1717 | 8266.56 | 9198 | 62685 | 1665.49 | 81815.05 | 29569.45 | 2.7669
2017-02-27 | 7:00 | N | 8.11 | 15.08 | 15 | 12 | 7:00 | 249 | 556 | 2872 | 2219 | 2019.39 | 8384.48 | 43080 | 26628 | 80111.87 | 33117.94 | 2.419
2017-02-27 | 8:00 | N | 3.5 | 8.6 | 9 | 8.79 | 8:00 | 256 | 306 | 2872 | 2219 | 896 | 2631.6 | 25848 | 19505.01 | 48880.61 | 34142.62 | 1.4317
2017-02-27 | 9:00 | N | 3.46 | 8.8 | 9 | 8.55 | 9:00 | 156 | 343 | 2872 | 2219 | 539.76 | 3018.4 | 25848 | 18972.45 | 48378.61 | 34501.17 | 1.4022
2017-02-27 | 10:00 | N | 7.07 | 6.46 | 7.42 | 7.21 | 10:00 | 196 | 315 | 2872 | 2219 | 1385.72 | 2034.9 | 21310.24 | 15998.99 | 40729.85 | 35435.03 | 1.1494
2017-02-27 | 11:00 | N | 3.62 | 2.22 | 5.5 | 2.22 | 11:00 | 226 | 326 | 2842 | 1635 | 818.12 | 723.72 | 15631 | 3629.7 | 20802.54 | 36393.25 | 0.5716
2017-02-27 | 12:00 | N | 3.5 | 2.22 | 5.8 | 2.22 | 12:00 | 222 | 319 | 2842 | 1635 | 777 | 708.18 | 16483.6 | 3629.7 | 21598.48 | 37246.94 | 0.57987
2017-02-27 | 13:00 | N | 3.5 | 2.11 | 6.29 | 2.22 | 13:00 | 195 | 299 | 2842 | 1635 | 682.5 | 630.89 | 17876.18 | 3629.7 | 22819.27 | 37954.12 | 0.60123
2017-02-27 | 14:00 | N | 3.46 | 3.62 | 7.13 | 3 | 14:00 | 205 | 237 | 2842 | 1635 | 709.3 | 857.94 | 20263.46 | 4905 | 26735.7 | 38759.02 | 0.68979
2017-02-27 | 15:00 | N | 2.65 | 6.56 | 9.92 | 1.28 | 15:00 | 212 | 213 | 2842 | 1380 | 561.8 | 1397.28 | 28192.64 | 1766.4 | 31918.12 | 39380.49 | 0.81051
2017-02-27 | 16:00 | N | 2 | 10.16 | 11 | 1.52 | 16:00 | 191 | 237 | 2842 | 1380 | 382 | 2407.92 | 31262 | 2097.6 | 36149.52 | 39734.68 | 0.90977
2017-02-27 | 17:00 | N | 2 | 12 | 13 | 1.82 | 17:00 | 218 | 258 | 2842 | 1380 | 436 | 3096 | 36946 | 2511.6 | 42989.6 | 39968.26 | 1.0756
2017-02-27 | 18:00 | N | 2.11 | 10.42 | 11.19 | 2 | 18:00 | 240 | 365 | 2842 | 1380 | 506.4 | 3803.3 | 31801.98 | 2760 | 38871.68 | 39749.34 | 0.97792
2017-02-27 | 19:00 | N | 3.81 | 18.78 | 19.01 | 2.62 | 19:00 | 320 | 214 | 2842 | 1426 | 1219.2 | 4018.92 | 54026.42 | 3736.12 | 63000.66 | 40212.51 | 1.5667
2017-02-27 | 20:00 | N | 3.5 | 3.21 | 9.07 | 2 | 20:00 | 322 | 178 | 2842 | 1426 | 1127 | 571.38 | 25776.94 | 2852 | 30327.32 | 40771.53 | 0.74384
2017-02-27 | 21:00 | N | 5.24 | 5 | 14 | 1.9 | 21:00 | 337 | 173 | 2842 | 1426 | 1765.88 | 865 | 39788 | 2709.4 | 45128.28 | 39845.31 | 1.1326
2017-02-27 | 22:00 | N | 8.71 | 8.11 | 16 | 1.5 | 22:00 | 394 | 194 | 2842 | 1426 | 3431.74 | 1573.34 | 45472 | 2139 | 52616.08 | 38014.41 | 1.3841
2017-02-27 | 23:00 | N | 10 | 10.11 | 16 | 0.3 | 23:00 | 389 | 265 | 2985 | 1111 | 3890 | 2679.15 | 47760 | 333.3 | 54662.45 | 35369.14 | 1.5455
2017-02-27 | 24:00 | N | 10 | 4 | 20 | 0.3 | 24:00 | 362 | 243 | 2985 | 1111 | 3620 | 972 | 59700 | 333.3 | 64625.3 | 32455.98 | 1.9912
2017-02-28 | 1:00 | N | 11.6 | 6 | 12.75 | 0.3 | 1:00 | 294 | 212 | 2985 | 1111 | 3410.4 | 1272 | 38058.75 | 333.3 | 43074.45 | 30437.3 | 1.4152
2017-02-28 | 2:00 | N | 10.72 | 4 | 12.75 | 0.3 | 2:00 | 236 | 179 | 2985 | 1111 | 2529.92 | 716 | 38058.75 | 333.3 | 41637.97 | 29224.15 | 1.4248
2017-02-28 | 3:00 | N | 10.11 | 4.11 | 12.75 | 0.82 | 3:00 | 201 | 205 | 2985 | 1717 | 2032.11 | 842.55 | 38058.75 | 1407.94 | 42341.35 | 28502.13 | 1.4856
2017-02-28 | 4:00 | N | 13.72 | 4.11 | 12.75 | 0.82 | 4:00 | 185 | 205 | 2985 | 1717 | 2538.2 | 842.55 | 38058.75 | 1407.94 | 42847.44 | 28303.72 | 1.5138
2017-02-28 | 5:00 | N | 11.91 | 6 | 12.75 | 0.82 | 5:00 | 207 | 283 | 2985 | 1717 | 2465.37 | 1698 | 38058.75 | 1407.94 | 43630.06 | 28771.02 | 1.5165
2017-02-28 | 6:00 | N | 35.12 | 26.2 | 19.2 | 0.82 | 6:00 | 327 | 438 | 2985 | 1717 | 11484.24 | 11475.6 | 57312 | 1407.94 | 81679.78 | 30732.64 | 2.6578
2017-02-28 | 7:00 | N | 6.8 | 45 | 17.65 | 16.9 | 7:00 | 249 | 556 | 2872 | 2219 | 1693.2 | 25020 | 50690.8 | 37501.1 | 114905.1 | 34222.48 | 3.3576
2017-02-28 | 8:00 | N | 3.77 | 11.7 | 12.3 | 11.7 | 8:00 | 256 | 306 | 2872 | 2219 | 965.12 | 3580.2 | 35325.6 | 25962.3 | 65833.22 | 35352 | 1.8622
2017-02-28 | 9:00 | N | 2.85 | 12.3 | 11.93 | 11.7 | 9:00 | 156 | 343 | 2872 | 2219 | 444.6 | 4218.9 | 34262.96 | 25962.3 | 64888.76 | 35876.07 | 1.8087
2017-02-28 | 10:00 | N | 6.36 | 10.11 | 10 | 9.79 | 10:00 | 196 | 315 | 2872 | 2219 | 1246.56 | 3184.65 | 28720 | 21724.01 | 54875.22 | 36991.88 | 1.4834
2017-02-28 | 11:00 | N | 3.98 | 3.08 | 6 | 2.48 | 11:00 | 226 | 326 | 2842 | 1635 | 899.48 | 1004.08 | 17052 | 4054.8 | 23010.36 | 38243.52 | 0.60168
2017-02-28 | 12:00 | N | 3.46 | 5.61 | 8 | 3 | 12:00 | 222 | 319 | 2842 | 1635 | 768.12 | 1789.59 | 22736 | 4905 | 30198.71 | 39242.9 | 0.76953
2017-02-28 | 13:00 | N | 3.5 | 5.73 | 7.42 | 3 | 13:00 | 195 | 299 | 2842 | 1635 | 682.5 | 1713.27 | 21087.64 | 4905 | 28388.41 | 40012.73 | 0.70948
2017-02-28 | 14:00 | N | 3.46 | 6 | 11 | 3 | 14:00 | 205 | 237 | 2842 | 1635 | 709.3 | 1422 | 31262 | 4905 | 38298.3 | 40732.16 | 0.94025
2017-02-28 | 15:00 | N | 3.38 | 12.79 | 14.62 | 1.25 | 15:00 | 212 | 213 | 2842 | 1380 | 716.56 | 2724.27 | 41550.04 | 1725 | 46715.87 | 41086.78 | 1.137
2017-02-28 | 16:00 | N | 2.41 | 11.73 | 16 | 2 | 16:00 | 191 | 237 | 2842 | 1380 | 460.31 | 2780.01 | 45472 | 2760 | 51472.32 | 41167.35 | 1.2503
2017-02-28 | 17:00 | N | 2 | 12.83 | 16.24 | 2 | 17:00 | 218 | 258 | 2842 | 1380 | 436 | 3310.14 | 46154.08 | 2760 | 52660.22 | 41036.69 | 1.2832
2017-02-28 | 18:00 | N | 2.11 | 14.49 | 14.69 | 2 | 18:00 | 240 | 365 | 2842 | 1380 | 506.4 | 5288.85 | 41748.98 | 2760 | 50304.23 | 40753.15 | 1.2344
2017-02-28 | 19:00 | N | 6.67 | 16.8 | 17 | 2.85 | 19:00 | 320 | 214 | 2842 | 1426 | 2134.4 | 3595.2 | 48314 | 4064.1 | 58107.7 | 41531.41 | 1.3991
2017-02-28 | 20:00 | N | 3.73 | 2.51 | 7.71 | 2 | 20:00 | 322 | 178 | 2842 | 1426 | 1201.06 | 446.78 | 21911.82 | 2852 | 26411.66 | 42104.78 | 0.62728
2017-02-28 | 21:00 | N | 4.11 | 2.72 | 7 | 1.9 | 21:00 | 337 | 173 | 2842 | 1426 | 1385.07 | 470.56 | 19894 | 2709.4 | 24459.03 | 41094.81 | 0.59519
2017-02-28 | 22:00 | N | 5 | 4.11 | 10 | 1.4 | 22:00 | 394 | 194 | 2842 | 1426 | 1970 | 797.34 | 28420 | 1996.4 | 33183.74 | 39321.25 | 0.84391
2017-02-28 | 23:00 | N | 10.24 | 10.11 | 19 | 0.3 | 23:00 | 389 | 265 | 2985 | 1111 | 3983.36 | 2679.15 | 56715 | 333.3 | 63710.81 | 36551.32 | 1.7431
2017-02-28 | 24:00 | N | 9.76 | 4 | 21 | 0.3 | 24:00 | 362 | 243 | 2985 | 1111 | 3533.12 | 972 | 62685 | 333.3 | 67523.42 | 33442.98 | 2.0191
2017-03-01 | 1:00 | N | 14.06 | 6 | 8.04 | 0.25 | 1:00 | 294 | 212 | 2985 | 1111 | 4133.64 | 1272 | 23999.4 | 277.75 | 29682.79 | 31182.73 | 0.9519
2017-03-01 | 2:00 | N | 12 | 6 | 8.07 | 0.25 | 2:00 | 236 | 179 | 2985 | 1111 | 2832 | 1074 | 24088.95 | 277.75 | 28272.7 | 29889.48 | 0.94591
2017-03-01 | 3:00 | N | 12 | 6 | 8.08 | 0.99 | 3:00 | 201 | 205 | 2985 | 1717 | 2412 | 1230 | 24118.8 | 1699.83 | 29460.63 | 28999.17 | 1.0159
2017-03-01 | 4:00 | N | 10.11 | 6 | 8.07 | 0.99 | 4:00 | 185 | 205 | 2985 | 1717 | 1870.35 | 1230 | 24088.95 | 1699.83 | 28889.13 | 28597.45 | 1.0102
2017-03-01 | 5:00 | N | 11.07 | 6 | 8.05 | 0.99 | 5:00 | 207 | 283 | 2985 | 1717 | 2291.49 | 1698 | 24029.25 | 1699.83 | 29718.57 | 28796.14 | 1.032
2017-03-01 | 6:00 | N | 26.53 | 15.14 | 15 | 0.99 | 6:00 | 327 | 438 | 2985 | 1717 | 8675.31 | 6631.32 | 44775 | 1699.83 | 61781.46 | 30448.23 | 2.0291
2017-03-01 | 7:00 | N | 3.5 | 8.16 | 8 | 7.16 | 7:00 | 249 | 556 | 2872 | 2219 | 871.5 | 4536.96 | 22976 | 15888.04 | 44272.5 | 33708.02 | 1.3134
2017-03-01 | 8:00 | N | 3.5 | 6 | 7.14 | 6 | 8:00 | 256 | 306 | 2872 | 2219 | 896 | 1836 | 20506.08 | 13314 | 36552.08 | 34468.03 | 1.0605
2017-03-01 | 9:00 | N | 2.99 | 6.35 | 7.92 | 5.75 | 9:00 | 156 | 343 | 2872 | 2219 | 466.44 | 2178.05 | 22746.24 | 12759.25 | 38149.98 | 34839.66 | 1.095
2017-03-01 | 10:00 | N | 2.95 | 4.11 | 8.21 | 3.51 | 10:00 | 196 | 315 | 2872 | 2219 | 578.2 | 1294.65 | 23579.12 | 7788.69 | 33240.66 | 36051.82 | 0.92202
2017-03-01 | 11:00 | N | 2.91 | 4.83 | 8.76 | 3 | 11:00 | 226 | 326 | 2842 | 1635 | 657.66 | 1574.58 | 24895.92 | 4905 | 32033.16 | 37092.84 | 0.86359
2017-03-01 | 12:00 | N | 2.95 | 3 | 8.25 | 3 | 12:00 | 222 | 319 | 2842 | 1635 | 654.9 | 957 | 23446.5 | 4905 | 29963.4 | 37718.66 | 0.79439
2017-03-01 | 13:00 | N | 2.83 | 1.95 | 6.03 | 2.22 | 13:00 | 195 | 299 | 2842 | 1635 | 551.85 | 583.05 | 17137.26 | 3629.7 | 21901.86 | 38037.02 | 0.5758
2017-03-01 | 14:00 | N | 3.2 | 4 | 10.5 | 4 | 14:00 | 205 | 237 | 2842 | 1635 | 656 | 948 | 29841 | 6540 | 37985 | 38353.93 | 0.99038
2017-03-01 | 15:00 | N | 2.87 | 6.49 | 11 | 1.25 | 15:00 | 212 | 213 | 2842 | 1380 | 608.44 | 1382.37 | 31262 | 1725 | 34977.81 | 38205.37 | 0.91552
2017-03-01 | 16:00 | N | 2.19 | 5.2 | 9.54 | 1.42 | 16:00 | 191 | 237 | 2842 | 1380 | 418.29 | 1232.4 | 27112.68 | 1959.6 | 30722.97 | 37599.97 | 0.8171
2017-03-01 | 17:00 | N | 2.11 | 1.5 | 6 | 1.31 | 17:00 | 218 | 258 | 2842 | 1380 | 459.98 | 387 | 17052 | 1807.8 | 19706.78 | 36972.8 | 0.53301
2017-03-01 | 18:00 | N | 2 | 4.24 | 7.63 | 1.87 | 18:00 | 240 | 365 | 2842 | 1380 | 480 | 1547.6 | 21684.46 | 2580.6 | 26292.66 | 36177.14 | 0.72678
2017-03-01 | 19:00 | N | 3.5 | 16.19 | 20.34 | 1.25 | 19:00 | 320 | 214 | 2842 | 1426 | 1120 | 3464.66 | 57806.28 | 1782.5 | 64173.44 | 36756.58 | 1.7459
2017-03-01 | 20:00 | N | 2.3 | 6.63 | 10.1 | 1.9 | 20:00 | 322 | 178 | 2842 | 1426 | 740.6 | 1180.14 | 28704.2 | 2709.4 | 33334.34 | 37457.66 | 0.88992
2017-03-01 | 21:00 | N | 3.44 | 4.27 | 5.28 | 1.25 | 21:00 | 337 | 173 | 2842 | 1426 | 1159.28 | 738.71 | 15005.76 | 1782.5 | 18686.25 | 36789.44 | 0.50792
2017-03-01 | 22:00 | N | 4.76 | 3 | 4 | 1.38 | 22:00 | 394 | 194 | 2842 | 1426 | 1875.44 | 582 | 11368 | 1967.88 | 15793.32 | 35307.59 | 0.44731
2017-03-01 | 23:00 | N | 12.03 | 4.58 | 9.74 | 0.25 | 23:00 | 389 | 265 | 2985 | 1111 | 4679.67 | 1213.7 | 29073.9 | 277.75 | 35245.02 | 32955.32 | 1.0695
2017-03-01 | 24:00 | N | 22 | 4.11 | 10 | 0.25 | 24:00 | 362 | 243 | 2985 | 1111 | 7964 | 998.73 | 29850 | 277.75 | 39090.48 | 30450.41 | 1.2837
2017-03-02 | 1:00 | N | 8.26 | 2.01 | 4 | 0.25 | 1:00 | 294 | 212 | 2985 | 1111 | 2428.44 | 426.12 | 11940 | 277.75 | 15072.31 | 28831.34 | 0.52278
2017-03-02 | 2:00 | N | 8 | 1.5 | 4 | 0.25 | 2:00 | 236 | 179 | 2985 | 1111 | 1888 | 268.5 | 11940 | 277.75 | 14374.25 | 28079.88 | 0.51191
2017-03-02 | 3:00 | N | 8.57 | 1.51 | 4 | 0.97 | 3:00 | 201 | 205 | 2985 | 1717 | 1722.57 | 309.55 | 11940 | 1665.49 | 15637.61 | 27822.65 | 0.56205
2017-03-02 | 4:00 | N | 6.62 | 1.5 | 3.51 | 0.97 | 4:00 | 185 | 205 | 2985 | 1717 | 1224.7 | 307.5 | 10477.35 | 1665.49 | 13675.04 | 28060.54 | 0.48734
2017-03-02 | 5:00 | N | 7.96 | 2.71 | 4 | 0.97 | 5:00 | 207 | 283 | 2985 | 1717 | 1647.72 | 766.93 | 11940 | 1665.49 | 16020.14 | 29170.07 | 0.5492
2017-03-02 | 6:00 | N | 10.11 | 4.72 | 4.92 | 0.97 | 6:00 | 327 | 438 | 2985 | 1717 | 3305.97 | 2067.36 | 14686.2 | 1665.49 | 21725.02 | 31972.34 | 0.67949
2017-03-02 | 7:00 | N | 4.62 | 18.67 | 18.67 | 7.49 | 7:00 | 249 | 556 | 2872 | 2219 | 1150.38 | 10380.52 | 53620.24 | 16620.31 | 81771.45 | 36473.65 | 2.2419
2017-03-02 | 8:00 | N | 4.76 | 6.81 | 10.61 | 6.81 | 8:00 | 256 | 306 | 2872 | 2219 | 1218.56 | 2083.86 | 30471.92 | 15111.39 | 48885.73 | 37588.59 | 1.3005
2017-03-02 | 9:00 | N | 3.06 | 5.7 | 8.02 | 5.1 | 9:00 | 156 | 343 | 2872 | 2219 | 477.36 | 1955.1 | 23033.44 | 11316.9 | 36782.8 | 36638.92 | 1.0039
2017-03-02 | 10:00 | N | 3.07 | 5.85 | 7.31 | 5.25 | 10:00 | 196 | 315 | 2872 | 2219 | 601.72 | 1842.75 | 20994.32 | 11649.75 | 35088.54 | 35941.16 | 0.97628
2017-03-02 | 11:00 | N | 3.5 | 3.43 | 6.39 | 2.81 | 11:00 | 226 | 326 | 2842 | 1635 | 791 | 1118.18 | 18160.38 | 4594.35 | 24663.91 | 35347.97 | 0.69775
2017-03-02 | 12:00 | N | 3.98 | 3.08 | 6 | 2.48 | 12:00 | 222 | 319 | 2842 | 1635 | 883.56 | 982.52 | 17052 | 4054.8 | 22972.88 | 34758.74 | 0.66092
2017-03-02 | 13:00 | N | 3.98 | 2.02 | 5.2 | 2.02 | 13:00 | 195 | 299 | 2842 | 1635 | 776.1 | 603.98 | 14778.4 | 3302.7 | 19461.18 | 34279.37 | 0.56772
2017-03-02 | 14:00 | N | 5.12 | 2.06 | 5.6 | 2.4 | 14:00 | 205 | 237 | 2842 | 1635 | 1049.6 | 488.22 | 15915.2 | 3924 | 21377.02 | 34026.84 | 0.62824
2017-03-02 | 15:00 | N | 3.96 | 1.5 | 5.25 | 0.99 | 15:00 | 212 | 213 | 2842 | 1380 | 839.52 | 319.5 | 14920.5 | 1366.2 | 17445.72 | 33840.39 | 0.51553
2017-03-02 | 16:00 | N | 4.55 | 1.5 | 5.53 | 0.99 | 16:00 | 191 | 237 | 2842 | 1380 | 869.05 | 355.5 | 15716.26 | 1366.2 | 18307.01 | 33634.01 | 0.5443
2017-03-02 | 17:00 | N | 6.95 | 1.5 | 5.33 | 0.99 | 17:00 | 218 | 258 | 2842 | 1380 | 1515.1 | 387 | 15147.86 | 1366.2 | 18416.16 | 33667.5 | 0.547
2017-03-02 | 18:00 | N | 4.11 | 2.11 | 6.75 | 1.47 | 18:00 | 240 | 365 | 2842 | 1380 | 986.4 | 770.15 | 19183.5 | 2028.6 | 22968.65 | 33651.37 | 0.68255
2017-03-02 | 19:00 | N | 6.91 | 9.98 | 16.36 | 1.43 | 19:00 | 320 | 214 | 2842 | 1426 | 2211.2 | 2135.72 | 46495.12 | 2039.18 | 52881.22 | 34874.68 | 1.5163
2017-03-02 | 20:00 | N | 4.11 | 5 | 8.27 | 0.99 | 20:00 | 322 | 178 | 2842 | 1426 | 1323.42 | 890 | 23503.34 | 1411.74 | 27128.5 | 36180.7 | 0.74981
2017-03-02 | 21:00 | N | 6.83 | 2.62 | 6.41 | 1.3 | 21:00 | 337 | 173 | 2842 | 1426 | 2301.71 | 453.26 | 18217.22 | 1853.8 | 22825.99 | 35942.63 | 0.63507
2017-03-02 | 22:00 | N | 7.16 | 4 | 6.36 | 0.99 | 22:00 | 394 | 194 | 2842 | 1426 | 2821.04 | 776 | 18075.12 | 1411.74 | 23083.9 | 34733.12 | 0.66461
2017-03-02 | 23:00 | N | 22 | 4.95 | 7.11 | 0.25 | 23:00 | 389 | 265 | 2985 | 1111 | 8558 | 1311.75 | 21223.35 | 277.75 | 31370.85 | 32744.8 | 0.95804
2017-03-02 | 24:00 | N | 10.11 | 6.44 | 11.83 | 0.25 | 24:00 | 362 | 243 | 2985 | 1111 | 3659.82 | 1564.92 | 35312.55 | 277.75 | 40815.04 | 30625.82 | 1.3327
2017-03-03 | 1:00 | N | 10 | 2.98 | 4 | 0.25 | 1:00 | 294 | 212 | 2985 | 1111 | 2940 | 631.76 | 11940 | 277.75 | 15789.51 | 29440.13 | 0.53633
2017-03-03 | 2:00 | N | 8.49 | 2 | 4 | 0.25 | 2:00 | 236 | 179 | 2985 | 1111 | 2003.64 | 358 | 11940 | 277.75 | 14579.39 | 28895.77 | 0.50455
2017-03-03 | 3:00 | N | 8.03 | 2 | 4 | 0.97 | 3:00 | 201 | 205 | 2985 | 1717 | 1614.03 | 410 | 11940 | 1665.49 | 15629.52 | 28860.76 | 0.54155
2017-03-03 | 4:00 | N | 8 | 1.51 | 3.51 | 0.97 | 4:00 | 185 | 205 | 2985 | 1717 | 1480 | 309.55 | 10477.35 | 1665.49 | 13932.39 | 29137.71 | 0.47816
2017-03-03 | 5:00 | N | 8.72 | 3.8 | 4 | 0.97 | 5:00 | 207 | 283 | 2985 | 1717 | 1805.04 | 1075.4 | 11940 | 1665.49 | 16485.93 | 30299.02 | 0.54411
2017-03-03 | 6:00 | N | 45 | 4.19 | 4.49 | 0.97 | 6:00 | 327 | 438 | 2985 | 1717 | 14715 | 1835.22 | 13402.65 | 1665.49 | 31618.36 | 33020 | 0.95755
2017-03-03 | 7:00 | N | 8.11 | 18.7 | 18.9 | 7.79 | 7:00 | 249 | 556 | 2872 | 2219 | 2019.39 | 10397.2 | 54280.8 | 17286.01 | 83983.4 | 37287.15 | 2.2523
2017-03-03 | 8:00 | N | 10 | 14.07 | 15.33 | 7 | 8:00 | 256 | 306 | 2872 | 2219 | 2560 | 4305.42 | 44027.76 | 15533 | 66426.18 | 38188.2 | 1.7394
2017-03-03 | 9:00 | N | 3.53 | 6.05 | 8 | 5.25 | 9:00 | 156 | 343 | 2872 | 2219 | 550.68 | 2075.15 | 22976 | 11649.75 | 37251.58 | 37220.13 | 1.0008
2017-03-03 | 10:00 | N | 4.11 | 4.88 | 6 | 4.28 | 10:00 | 196 | 315 | 2872 | 2219 | 805.56 | 1537.2 | 17232 | 9497.32 | 29072.08 | 36308.53 | 0.8007
2017-03-03 | 11:00 | N | 3.99 | 3.12 | 5.63 | 2.5 | 11:00 | 226 | 326 | 2842 | 1635 | 901.74 | 1017.12 | 16000.46 | 4087.5 | 22006.82 | 35646.18 | 0.61737
2017-03-03 | 12:00 | N | 4.11 | 3 | 5.31 | 2.4 | 12:00 | 222 | 319 | 2842 | 1635 | 912.42 | 957 | 15091.02 | 3924 | 20884.44 | 34999.15 | 0.59671
2017-03-03 | 13:00 | N | 4.49 | 3 | 6 | 2.4 | 13:00 | 195 | 299 | 2842 | 1635 | 875.55 | 897 | 17052 | 3924 | 22748.55 | 34477.31 | 0.65981
2017-03-03 | 14:00 | N | 7.43 | 3.1 | 6 | 2.5 | 14:00 | 205 | 237 | 2842 | 1635 | 1523.15 | 734.7 | 17052 | 4087.5 | 23397.35 | 34297.12 | 0.6822
2017-03-03 | 15:00 | N | 6.51 | 3 | 6 | 0.99 | 15:00 | 212 | 213 | 2842 | 1380 | 1380.12 | 639 | 17052 | 1366.2 | 20437.32 | 33995.74 | 0.60117
2017-03-03 | 16:00 | N | 5.64 | 3 | 6.76 | 0.99 | 16:00 | 191 | 237 | 2842 | 1380 | 1077.24 | 711 | 19211.92 | 1366.2 | 22366.36 | 33677.78 | 0.66413
2017-03-03 | 17:00 | N | 6.98 | 3 | 6 | 0.99 | 17:00 | 218 | 258 | 2842 | 1380 | 1521.64 | 774 | 17052 | 1366.2 | 20713.84 | 33554.36 | 0.61732
2017-03-03 | 18:00 | N | 8.11 | 4.11 | 9.11 | 1.25 | 18:00 | 240 | 365 | 2842 | 1380 | 1946.4 | 1500.15 | 25890.62 | 1725 | 31062.17 | 33423.66 | 0.92935
2017-03-03 | 19:00 | N | 17.88 | 10.57 | 20.28 | 0.99 | 19:00 | 320 | 214 | 2842 | 1426 | 5721.6 | 2261.98 | 57635.76 | 1411.74 | 67031.08 | 34385.68 | 1.9494
2017-03-03 | 20:00 | N | 19.84 | 8.11 | 17.25 | 1.56 | 20:00 | 322 | 178 | 2842 | 1426 | 6388.48 | 1443.58 | 49024.5 | 2224.56 | 59081.12 | 35191.29 | 1.6789
2017-03-03 | 21:00 | N | 42.28 | 5 | 14 | 1.21 | 21:00 | 337 | 173 | 2842 | 1426 | 14248.36 | 865 | 39788 | 1725.46 | 56626.82 | 34810.02 | 1.6267
2017-03-03 | 22:00 | N | 42.66 | 4.11 | 10 | 0.99 | 22:00 | 394 | 194 | 2842 | 1426 | 16808.04 | 797.34 | 28420 | 1411.74 | 47437.12 | 33970.85 | 1.3964
2017-03-03 | 23:00 | N | 72 | 12.08 | 12.28 | 0.47 | 23:00 | 389 | 265 | 2985 | 1111 | 28008 | 3201.2 | 36655.8 | 522.17 | 68387.17 | 32594.21 | 2.0981
2017-03-03 | 24:00 | N | 72.4 | 10.11 | 14 | 0.47 | 24:00 | 362 | 243 | 2985 | 1111 | 26208.8 | 2456.73 | 41790 | 522.17 | 70977.7 | 30862.05 | 2.2998
2017-03-04 | 1:00 | N | 49 | 6 | 9.25 | 0.45 | 1:00 | 294 | 212 | 2985 | 1111 | 14406 | 1272 | 27611.25 | 499.95 | 43789.2 | 29485.93 | 1.4851
2017-03-04 | 2:00 | N | 15.15 | 6 | 9.25 | 0.45 | 2:00 | 236 | 179 | 2985 | 1111 | 3575.4 | 1074 | 27611.25 | 499.95 | 32760.6 | 28554.15 | 1.1473
2017-03-04 | 3:00 | N | 14 | 6 | 9.25 | 0.64 | 3:00 | 201 | 205 | 2985 | 1717 | 2814 | 1230 | 27611.25 | 1098.88 | 32754.13 | 28051.84 | 1.1676
2017-03-04 | 4:00 | N | 14 | 5.69 | 9.25 | 0.64 | 4:00 | 185 | 205 | 2985 | 1717 | 2590 | 1166.45 | 27611.25 | 1098.88 | 32466.58 | 27789.15 | 1.1683
2017-03-04 | 5:00 | N | 14 | 6.54 | 9.25 | 0.64 | 5:00 | 207 | 283 | 2985 | 1717 | 2898 | 1850.82 | 27611.25 | 1098.88 | 33458.95 | 27944.02 | 1.1974
2017-03-04 | 6:00 | N | 63 | 25 | 14 | 0.94 | 6:00 | 327 | 438 | 2985 | 1717 | 20601 | 10950 | 41790 | 1613.98 | 74954.98 | 28667.02 | 2.6147
2017-03-04 | 7:00 | N | 17.61 | 12.78 | 7 | 2 | 7:00 | 249 | 556 | 2872 | 2219 | 4384.89 | 7105.68 | 20104 | 4438 | 36032.57 | 30034.98 | 1.1997
2017-03-04 | 8:00 | N | 17.91 | 4.92 | 5 | 2.5 | 8:00 | 256 | 306 | 2872 | 2219 | 4584.96 | 1505.52 | 14360 | 5547.5 | 25997.98 | 31185.07 | 0.83367
2017-03-04 | 9:00 | N | 10 | 4 | 6.64 | 2.5 | 9:00 | 156 | 343 | 2872 | 2219 | 1560 | 1372 | 19070.08 | 5547.5 | 27549.58 | 32640.36 | 0.84403
2017-03-04 | 10:00 | N | 8.11 | 5.29 | 7.48 | 2.55 | 10:00 | 196 | 315 | 2872 | 2219 | 1589.56 | 1666.35 | 21482.56 | 5658.45 | 30396.92 | 33779.58 | 0.89986
2017-03-04 | 11:00 | N | 4.11 | 4.36 | 7.58 | 2 | 11:00 | 226 | 326 | 2842 | 1635 | 928.86 | 1421.36 | 21542.36 | 3270 | 27162.58 | 34466.9 | 0.78808
2017-03-04 | 12:00 | N | 6.9 | 3.1 | 7 | 2 | 12:00 | 222 | 319 | 2842 | 1635 | 1531.8 | 988.9 | 19894 | 3270 | 25684.7 | 34607.28 | 0.74218
2017-03-04 | 13:00 | N | 8.11 | 3.1 | 7.51 | 2 | 13:00 | 195 | 299 | 2842 | 1635 | 1581.45 | 926.9 | 21343.42 | 3270 | 27121.77 | 34399.98 | 0.78842
2017-03-04 | 14:00 | N | 8.05 | 3.1 | 7.23 | 2 | 14:00 | 205 | 237 | 2842 | 1635 | 1650.25 | 734.7 | 20547.66 | 3270 | 26202.61 | 34099.57 | 0.76841
2017-03-04 | 15:00 | N | 6.55 | 3.1 | 6 | 0.95 | 15:00 | 212 | 213 | 2842 | 1380 | 1388.6 | 660.3 | 17052 | 1311 | 20411.9 | 33813.1 | 0.60367
2017-03-04 | 16:00 | N | 7.49 | 3 | 6.21 | 0.99 | 16:00 | 191 | 237 | 2842 | 1380 | 1430.59 | 711 | 17648.82 | 1366.2 | 21156.61 | 33714.09 | 0.62753
2017-03-04 | 17:00 | N | 8.46 | 3 | 6 | 0.99 | 17:00 | 218 | 258 | 2842 | 1380 | 1844.28 | 774 | 17052 | 1366.2 | 21036.48 | 33848.67 | 0.62149
2017-03-04 | 18:00 | N | 9.43 | 6 | 8 | 0.99 | 18:00 | 240 | 365 | 2842 | 1380 | 2263.2 | 2190 | 22736 | 1366.2 | 28555.4 | 34324.75 | 0.83192
2017-03-04 | 19:00 | N | 10 | 9.7 | 11.75 | 0.99 | 19:00 | 320 | 214 | 2842 | 1426 | 3200 | 2075.8 | 33393.5 | 1411.74 | 40081.04 | 35527.26 | 1.1282
2017-03-04 | 20:00 | N | 10 | 8.11 | 9.13 | 0.99 | 20:00 | 322 | 178 | 2842 | 1426 | 3220 | 1443.58 | 25947.46 | 1411.74 | 32022.78 | 35649.85 | 0.89826
2017-03-04 | 21:00 | N | 16.59 | 5 | 8 | 0.99 | 21:00 | 337 | 173 | 2842 | 1426 | 5590.83 | 865 | 22736 | 1411.74 | 30603.57 | 35088.63 | 0.87218
2017-03-04 | 22:00 | N | 45 | 4.11 | 8 | 0.95 | 22:00 | 394 | 194 | 2842 | 1426 | 17730 | 797.34 | 22736 | 1354.7 | 42618.04 | 34194.89 | 1.2463
2017-03-04 | 23:00 | N | 61.96 | 12.67 | 12 | 0.47 | 23:00 | 389 | 265 | 2985 | 1111 | 24102.44 | 3357.55 | 35820 | 522.17 | 63802.16 | 32748.31 | 1.9483
2017-03-04 | 24:00 | N | 36.16 | 16.49 | 16 | 0.47 | 24:00 | 362 | 243 | 2985 | 1111 | 13089.92 | 4007.07 | 47760 | 522.17 | 65379.16 | 31163.79 | 2.0979
2017-03-05 | 1:00 | N | 15 | 8.11 | 13 | 0.45 | 1:00 | 294 | 212 | 2985 | 1111 | 4410 | 1719.32 | 38805 | 499.95 | 45434.27 | 29747.51 | 1.5273
2017-03-05 | 2:00 | N | 14 | 6 | 13 | 0.45 | 2:00 | 236 | 179 | 2985 | 1111 | 3304 | 1074 | 38805 | 499.95 | 43682.95 | 28635.94 | 1.5255
2017-03-05 | 3:00 | N | 14 | 6 | 13 | 0.71 | 3:00 | 201 | 205 | 2985 | 1717 | 2814 | 1230 | 38805 | 1219.07 | 44068.07 | 28050.48 | 1.571
2017-03-05 | 4:00 | N | 14 | 5.23 | 9.25 | 0.71 | 4:00 | 185 | 205 | 2985 | 1717 | 2590 | 1072.15 | 27611.25 | 1219.07 | 32492.47 | 27677.91 | 1.1739
2017-03-05 | 5:00 | N | 14 | 8 | 9.25 | 0.71 | 5:00 | 207 | 283 | 2985 | 1717 | 2898 | 2264 | 27611.25 | 1219.07 | 33992.32 | 27604.33 | 1.2314
2017-03-05 | 6:00 | N | 61 | 25 | 14 | 0.94 | 6:00 | 327 | 438 | 2985 | 1717 | 19947 | 10950 | 41790 | 1613.98 | 74300.98 | 27940.37 | 2.6593
2017-03-05 | 7:00 | N | 30.31 | 25.36 | 8 | 2 | 7:00 | 249 | 556 | 2872 | 2219 | 7547.19 | 14100.16 | 22976 | 4438 | 49061.35 | 28735.09 | 1.7074
2017-03-05 | 8:00 | N | 16.93 | 15 | 8 | 2 | 8:00 | 256 | 306 | 2872 | 2219 | 4334.08 | 4590 | 22976 | 4438 | 36338.08 | 29589.84 | 1.2281
2017-03-05 | 9:00 | N | 10 | 4 | 5 | 2 | 9:00 | 156 | 343 | 2872 | 2219 | 1560 | 1372 | 14360 | 4438 | 21730 | 31199.86 | 0.69648
2017-03-05 | 10:00 | N | 4.91 | 4.11 | 5.1 | 2.5 | 10:00 | 196 | 315 | 2872 | 2219 | 962.36 | 1294.65 | 14647.2 | 5547.5 | 22451.71 | 32501.46 | 0.69079
2017-03-05 | 11:00 | N | 4.11 | 5.33 | 7 | 2 | 11:00 | 226 | 326 | 2842 | 1635 | 928.86 | 1737.58 | 19894 | 3270 | 25830.44 | 33221.35 | 0.77753
2017-03-05 | 12:00 | N | 5.13 | 4.86 | 7.44 | 2 | 12:00 | 222 | 319 | 2842 | 1635 | 1138.86 | 1550.34 | 21144.48 | 3270 | 27103.68 | 33501.49 | 0.80903
2017-03-05 | 13:00 | N | 7.21 | 4.11 | 7.92 | 2 | 13:00 | 195 | 299 | 2842 | 1635 | 1405.95 | 1228.89 | 22508.64 | 3270 | 28413.48 | 33722.71 | 0.84256
2017-03-05 | 14:00 | N | 7.37 | 4.11 | 7.21 | 2 | 14:00 | 205 | 237 | 2842 | 1635 | 1510.85 | 974.07 | 20490.82 | 3270 | 26245.74 | 33675.06 | 0.77938
2017-03-05 | 15:00 | N | 8.15 | 4.11 | 6.14 | 0.95 | 15:00 | 212 | 213 | 2842 | 1380 | 1727.8 | 875.43 | 17449.88 | 1311 | 21364.11 | 33584.51 | 0.63613
2017-03-05 | 16:00 | N | 8.76 | 3.1 | 6 | 0.99 | 16:00 | 191 | 237 | 2842 | 1380 | 1673.16 | 734.7 | 17052 | 1366.2 | 20826.06 | 33608.01 | 0.61968
2017-03-05 | 17:00 | N | 9.32 | 3 | 6 | 0.99 | 17:00 | 218 | 258 | 2842 | 1380 | 2031.76 | 774 | 17052 | 1366.2 | 21223.96 | 33862.56 | 0.62677
2017-03-05 | 18:00 | N | 10 | 6 | 8 | 0.99 | 18:00 | 240 | 365 | 2842 | 1380 | 2400 | 2190 | 22736 | 1366.2 | 28692.2 | 34392.47 | 0.83426
2017-03-05 | 19:00 | N | 10 | 12.33 | 13.08 | 0.99 | 19:00 | 320 | 214 | 2842 | 1426 | 3200 | 2638.62 | 37173.36 | 1411.74 | 44423.72 | 35578.91 | 1.2486
2017-03-05 | 20:00 | N | 10 | 9.92 | 10.56 | 0.99 | 20:00 | 322 | 178 | 2842 | 1426 | 3220 | 1765.76 | 30011.52 | 1411.74 | 36409.02 | 36667.91 | 0.99294
2017-03-05 | 21:00 | N | 10.33 | 4.11 | 8 | 0.97 | 21:00 | 337 | 173 | 2842 | 1426 | 3481.21 | 711.03 | 22736 | 1383.22 | 28311.46 | 36129.04 | 0.78362
2017-03-05 | 22:00 | N | 15 | 10.11 | 10.31 | 0.97 | 22:00 | 394 | 194 | 2842 | 1426 | 5910 | 1961.34 | 29301.02 | 1383.22 | 38555.58 | 34859.86 | 1.106
2017-03-05 | 23:00 | N | 57 | 22 | 22 | 0.47 | 23:00 | 389 | 265 | 2985 | 1111 | 22173 | 5830 | 65670 | 522.17 | 94195.17 | 32718.67 | 2.8789
2017-03-05 | 24:00 | N | 27.69 | 19 | 19 | 0.47 | 24:00 | 362 | 243 | 2985 | 1111 | 10023.78 | 4617 | 56715 | 522.17 | 71877.95 | 30417.09 | 2.3631
2017-03-06 | 1:00 | N | 27.38 | 12 | 17.25 | 0.45 | 1:00 | 294 | 212 | 2985 | 1111 | 8049.72 | 2544 | 51491.25 | 499.95 | 62584.92 | 28788.13 | 2.174
2017-03-06 | 2:00 | N | 45 | 8 | 22.25 | 0.45 | 2:00 | 236 | 179 | 2985 | 1111 | 10620 | 1432 | 66416.25 | 499.95 | 78968.2 | 27830.97 | 2.8374
2017-03-06 | 3:00 | N | 20.66 | 6 | 22.25 | 0.99 | 3:00 | 201 | 205 | 2985 | 1717 | 4152.66 | 1230 | 66416.25 | 1699.83 | 73498.74 | 27288.18 | 2.6934
2017-03-06 | 4:00 | N | 14 | 6 | 22.25 | 0.99 | 4:00 | 185 | 205 | 2985 | 1717 | 2590 | 1230 | 66416.25 | 1699.83 | 71936.08 | 27216.79 | 2.6431
2017-03-06 | 5:00 | N | 21.26 | 12 | 22.25 | 0.99 | 5:00 | 207 | 283 | 2985 | 1717 | 4400.82 | 3396 | 66416.25 | 1699.83 | 75912.9 | 27852.49 | 2.7255
2017-03-06 | 6:00 | N | 55 | 45 | 18 | 0.99 | 6:00 | 327 | 438 | 2985 | 1717 | 17985 | 19710 | 53730 | 1699.83 | 93124.83 | 29950.87 | 3.1093
2017-03-06 | 7:00 | N | 42.56 | 16.8 | 17 | 12 | 7:00 | 249 | 556 | 2872 | 2219 | 10597.44 | 9340.8 | 48824 | 26628 | 95390.24 | 33457.94 | 2.851
2017-03-06 | 8:00 | N | 14.16 | 11.4 | 12 | 11.4 | 8:00 | 256 | 306 | 2872 | 2219 | 3624.96 | 3488.4 | 34464 | 25296.6 | 66873.96 | 34497.15 | 1.9385
2017-03-06 | 9:00 | N | 11.87 | 10.11 | 10.45 | 10 | 9:00 | 156 | 343 | 2872 | 2219 | 1851.72 | 3467.73 | 30012.4 | 22190 | 57521.85 | 35155.82 | 1.6362
2017-03-06 | 10:00 | N | 10.11 | 10.46 | 10.66 | 10 | 10:00 | 196 | 315 | 2872 | 2219 | 1981.56 | 3294.9 | 30615.52 | 22190 | 58081.98 | 36223.56 | 1.6034
2017-03-06 | 11:00 | N | 8.32 | 7.07 | 8 | 6.45 | 11:00 | 226 | 326 | 2842 | 1635 | 1880.32 | 2304.82 | 22736 | 10545.75 | 37466.89 | 37258.65 | 1.0056
2017-03-06 | 12:00 | N | 10.03 | 7.62 | 10.95 | 7 | 12:00 | 222 | 319 | 2842 | 1635 | 2226.66 | 2430.78 | 31119.9 | 11445 | 47222.34 | 38173.24 | 1.2371
2017-03-06 | 13:00 | N | 10 | 8.74 | 12.4 | 7.95 | 13:00 | 195 | 299 | 2842 | 1635 | 1950 | 2613.26 | 35240.8 | 12998.25 | 52802.31 | 38888.14 | 1.3578
2017-03-06 | 14:00 | N | 8.33 | 8.87 | 10.01 | 8.81 | 14:00 | 205 | 237 | 2842 | 1635 | 1707.65 | 2102.19 | 28448.42 | 14404.35 | 46662.61 | 39609.78 | 1.1781
2017-03-06 | 15:00 | N | 8.11 | 12.15 | 12.53 | 1.15 | 15:00 | 212 | 213 | 2842 | 1380 | 1719.32 | 2587.95 | 35610.26 | 1587 | 41504.53 | 40080.61 | 1.0355
2017-03-06 | 16:00 | N | 8.11 | 1.5 | 10.98 | 1.29 | 16:00 | 191 | 237 | 2842 | 1380 | 1549.01 | 355.5 | 31205.16 | 1780.2 | 34889.87 | 40379.98 | 0.86404
2017-03-06 | 17:00 | N | 9.88 | 1.76 | 12 | 2 | 17:00 | 218 | 258 | 2842 | 1380 | 2153.84 | 454.08 | 34104 | 2760 | 39471.92 | 40556.31 | 0.97326
2017-03-06 | 18:00 | N | 3.5 | 6.13 | 10.8 | 2 | 18:00 | 240 | 365 | 2842 | 1380 | 840 | 2237.45 | 30693.6 | 2760 | 36531.05 | 40318.87 | 0.90605
2017-03-06 | 19:00 | N | 8.11 | 25.09 | 29.81 | 2 | 19:00 | 320 | 214 | 2842 | 1426 | 2595.2 | 5369.26 | 84720.02 | 2852 | 95536.48 | 40875.62 | 2.3372
2017-03-06 | 20:00 | N | 10 | 6.64 | 10.74 | 2 | 20:00 | 322 | 178 | 2842 | 1426 | 3220 | 1181.92 | 30523.08 | 2852 | 37777 | 41707.02 | 0.90577
2017-03-06 | 21:00 | N | 12 | 3.1 | 7.79 | 1.23 | 21:00 | 337 | 173 | 2842 | 1426 | 4044 | 536.3 | 22139.18 | 1753.98 | 28473.46 | 40958.79 | 0.69517
2017-03-06 | 22:00 | N | 12 | 9.9 | 10.27 | 1.18 | 22:00 | 394 | 194 | 2842 | 1426 | 4728 | 1920.6 | 29187.34 | 1682.68 | 37518.62 | 39225.86 | 0.95648
2017-03-06 | 23:00 | N | 45 | 11.8 | 12 | 0.47 | 23:00 | 389 | 265 | 2985 | 1111 | 17505 | 3127 | 35820 | 522.17 | 56974.17 | 36651.43 | 1.5545
2017-03-06 | 24:00 | N | 22 | 15.83 | 16 | 0.47 | 24:00 | 362 | 243 | 2985 | 1111 | 7964 | 3846.69 | 47760 | 522.17 | 60092.86 | 33748.78 | 1.7806
2017-03-07 | 1:00 | N | 12 | 8.11 | 9.11 | 0.45 | 1:00 | 294 | 212 | 2985 | 1111 | 3528 | 1719.32 | 27193.35 | 499.95 | 32940.62 | 31543.06 | 1.0443
2017-03-07 | 2:00 | N | 12 | 5.71 | 10.29 | 0.45 | 2:00 | 236 | 179 | 2985 | 1111 | 2832 | 1022.09 | 30715.65 | 499.95 | 35069.69 | 30185.2 | 1.1618
2017-03-07 | 3:00 | N | 12 | 5 | 9.11 | 0.99 | 3:00 | 201 | 205 | 2985 | 1717 | 2412 | 1025 | 27193.35 | 1699.83 | 32330.18 | 29366.78 | 1.1009
2017-03-07 | 4:00 | N | 8 | 5 | 9.11 | 0.99 | 4:00 | 185 | 205 | 2985 | 1717 | 1480 | 1025 | 27193.35 | 1699.83 | 31398.18 | 29000.9 | 1.0827
2017-03-07 | 5:00 | N | 9.22 | 8 | 8.2 | 0.99 | 5:00 | 207 | 283 | 2985 | 1717 | 1908.54 | 2264 | 24477 | 1699.83 | 30349.37 | 29129.68 | 1.0419
2017-03-07 | 6:00 | N | 15.62 | 12 | 10 | 0.99 | 6:00 | 327 | 438 | 2985 | 1717 | 5107.74 | 5256 | 29850 | 1699.83 | 41913.57 | 30625.43 | 1.3686
2017-03-07 | 7:00 | N | 6.25 | 10.16 | 9.91 | 9.16 | 7:00 | 249 | 556 | 2872 | 2219 | 1556.25 | 5648.96 | 28461.52 | 20326.04 | 55992.77 | 34038.62 | 1.645
2017-03-07 | 8:00 | N | 5.56 | 6.31 | 6.91 | 6.31 | 8:00 | 256 | 306 | 2872 | 2219 | 1423.36 | 1930.86 | 19845.52 | 14001.89 | 37201.63 | 35193.8 | 1.0571
2017-03-07 | 9:00 | N | 2.11 | 3.89 | 5.7 | 5.25 | 9:00 | 156 | 343 | 2872 | 2219 | 329.16 | 1334.27 | 16370.4 | 11649.75 | 29683.58 | 35871.21 | 0.8275
2017-03-07 | 10:00 | N | 2.11 | 3.19 | 4.95 | 5.25 | 10:00 | 196 | 315 | 2872 | 2219 | 413.56 | 1004.85 | 14216.4 | 11649.75 | 27284.56 | 36838.8 | 0.74065
2017-03-07 | 11:00 | N | 1 | 2.53 | 4.14 | 3.69 | 11:00 | 226 | 326 | 2842 | 1635 | 226 | 824.78 | 11765.88 | 6033.15 | 18849.81 | 37740.55 | 0.49946
2017-03-07 | 12:00 | N | 2.11 | 3.24 | 4.61 | 4.09 | 12:00 | 222 | 319 | 2842 | 1635 | 468.42 | 1033.56 | 13101.62 | 6687.15 | 21290.75 | 38186.01 | 0.55755
2017-03-07 | 13:00 | N | 2.11 | 2 | 5 | 5.25 | 13:00 | 195 | 299 | 2842 | 1635 | 411.45 | 598 | 14210 | 8583.75 | 23803.2 | 38409.5 | 0.61972
2017-03-07 | 14:00 | N | 1 | 4.93 | 8.01 | 4.93 | 14:00 | 205 | 237 | 2842 | 1635 | 205 | 1168.41 | 22764.42 | 8060.55 | 32198.38 | 38549.77 | 0.83524
2017-03-07 | 15:00 | N | 1.1 | 4.66 | 10 | 1 | 15:00 | 212 | 213 | 2842 | 1380 | 233.2 | 992.58 | 28420 | 1380 | 31025.78 | 38304.13 | 0.80999
2017-03-07 | 16:00 | N | 1.67 | 10.14 | 12 | 1.22 | 16:00 | 191 | 237 | 2842 | 1380 | 318.97 | 2403.18 | 34104 | 1683.6 | 38509.75 | 37870.3 | 1.0169
2017-03-07 | 17:00 | N | 2.61 | 7.41 | 10.92 | 1.36 | 17:00 | 218 | 258 | 2842 | 1380 | 568.98 | 1911.78 | 31034.64 | 1876.8 | 35392.2 | 37617.77 | 0.94084
2017-03-07 | 18:00 | N | 2.73 | 7.97 | 11.99 | 1.99 | 18:00 | 240 | 365 | 2842 | 1380 | 655.2 | 2909.05 | 34075.58 | 2746.2 | 40386.03 | 37208.47 | 1.0854
2017-03-07 | 19:00 | N | 3.5 | 20.29 | 26.61 | 2 | 19:00 | 320 | 214 | 2842 | 1426 | 1120 | 4342.06 | 75625.62 | 2852 | 83939.68 | 37641.7 | 2.23
2017-03-07 | 20:00 | N | 3.5 | 5 | 11.41 | 1.76 | 20:00 | 322 | 178 | 2842 | 1426 | 1127 | 890 | 32427.22 | 2509.76 | 36953.98 | 38496.61 | 0.95993
2017-03-07 | 21:00 | N | 5.64 | 3.1 | 8.43 | 0.99 | 21:00 | 337 | 173 | 2842 | 1426 | 1900.68 | 536.3 | 23958.06 | 1411.74 | 27806.78 | 37739.63 | 0.73681
2017-03-07 | 22:00 | N | 5 | 4 | 6.84 | 0.99 | 22:00 | 394 | 194 | 2842 | 1426 | 1970 | 776 | 19439.28 | 1411.74 | 23597.02 | 36034.7 | 0.65484
2017-03-07 | 23:00 | N | 12 | 11.77 | 12.07 | 0.47 | 23:00 | 389 | 265 | 2985 | 1111 | 4668 | 3119.05 | 36028.95 | 522.17 | 44338.17 | 33434.24 | 1.3261
2017-03-07 | 24:00 | N | 11.55 | 10.11 | 11.26 | 0.47 | 24:00 | 362 | 243 | 2985 | 1111 | 4181.1 | 2456.73 | 33611.1 | 522.17 | 40771.1 | 30937.96 | 1.3178
2017-03-08 | 1:00 | N | 8 | 4.3 | 4.5 | 0.45 | 1:00 | 294 | 212 | 2985 | 1111 | 2352 | 911.6 | 13432.5 | 499.95 | 17196.05 | 29326.27 | 0.58637
2017-03-08 | 2:00 | N | 8 | 4.11 | 4.5 | 0.45 | 2:00 | 236 | 179 | 2985 | 1111 | 1888 | 735.69 | 13432.5 | 499.95 | 16556.14 | 28493.88 | 0.58104
2017-03-08 | 3:00 | N | 6.16 | 4.11 | 4.31 | 0.99 | 3:00 | 201 | 205 | 2985 | 1717 | 1238.16 | 842.55 | 12865.35 | 1699.83 | 16645.89 | 28116.61 | 0.59203
2017-03-08 | 4:00 | N | 3.5 | 3.8 | 4 | 0.99 | 4:00 | 185 | 205 | 2985 | 1717 | 647.5 | 779 | 11940 | 1699.83 | 15066.33 | 28130.24 | 0.53559
2017-03-08 | 5:00 | N | 8 | 6 | 6.2 | 0.99 | 5:00 | 207 | 283 | 2985 | 1717 | 1656 | 1698 | 18507 | 1699.83 | 23560.83 | 29003.17 | 0.81235
2017-03-08 | 6:00 | N | 13.18 | 12 | 11.06 | 0.99 | 6:00 | 327 | 438 | 2985 | 1717 | 4309.86 | 5256 | 33014.1 | 1699.83 | 44279.79 | 31336.49 | 1.413
2017-03-08 | 7:00 | N | 4.11 | 13.42 | 11.95 | 11.2 | 7:00 | 249 | 556 | 2872 | 2219 | 1023.39 | 7461.52 | 34320.4 | 24852.8 | 67658.11 | 35157.55 | 1.9244
2017-03-08 | 8:00 | N | 3.65 | 6.53 | 6.74 | 6.53 | 8:00 | 256 | 306 | 2872 | 2219 | 934.4 | 1998.18 | 19357.28 | 14490.07 | 36779.93 | 36075.76 | 1.0195
2017-03-08 | 9:00 | N | 2.11 | 5.07 | 5.27 | 4.82 | 9:00 | 156 | 343 | 2872 | 2219 | 329.16 | 1739.01 | 15135.44 | 10695.58 | 27899.19 | 35714.74 | 0.78117
2017-03-08 | 10:00 | N | 3.39 | 4.13 | 5.25 | 4.82 | 10:00 | 196 | 315 | 2872 | 2219 | 664.44 | 1300.95 | 15078 | 10695.58 | 27738.97 | 35757.07 | 0.77576
2017-03-08 | 11:00 | N | 2.6 | 2.6 | 4.72 | 4.27 | 11:00 | 226 | 326 | 2842 | 1635 | 587.6 | 847.6 | 13414.24 | 6981.45 | 21830.89 | 35917.94 | 0.6078
2017-03-08 | 12:00 | N | 3.24 | 2.65 | 4.87 | 4.42 | 12:00 | 222 | 319 | 2842 | 1635 | 719.28 | 845.35 | 13840.54 | 7226.7 | 22631.87 | 35970.83 | 0.62917
2017-03-08 | 13:00 | N | 2.11 | 1.99 | 4.87 | 4.42 | 13:00 | 195 | 299 | 2842 | 1635 | 411.45 | 595.01 | 13840.54 | 7226.7 | 22073.7 | 36057.28 | 0.61218
2017-03-08 | 14:00 | N | 2.11 | 2.81 | 4.36 | 4.15 | 14:00 | 205 | 237 | 2842 | 1635 | 432.55 | 665.97 | 12391.12 | 6785.25 | 20274.89 | 36301.44 | 0.55851
2017-03-08 | 15:00 | N | 1 | 2.99 | 4.11 | 1.11 | 15:00 | 212 | 213 | 2842 | 1380 | 212 | 636.87 | 11680.62 | 1531.8 | 14061.29 | 36427.49 | 0.38601
2017-03-08 | 16:00 | N | 1.47 | 2.41 | 4 | 1.1 | 16:00 | 191 | 237 | 2842 | 1380 | 280.77 | 571.17 | 11368 | 1518 | 13737.94 | 36430.2 | 0.3771
2017-03-08 | 17:00 | N | 1.75 | 2.76 | 5.54 | 1.31 | 17:00 | 218 | 258 | 2842 | 1380 | 381.5 | 712.08 | 15744.68 | 1807.8 | 18646.06 | 36506.52 | 0.51076
2017-03-08 | 18:00 | N | 1 | 4 | 7.97 | 1.12 | 18:00 | 240 | 365 | 2842 | 1380 | 240 | 1460 | 22650.74 | 1545.6 | 25896.34 | 36623.81 | 0.70709
2017-03-08 | 19:00 | N | 3.46 | 11.85 | 16.84 | 2 | 19:00 | 320 | 214 | 2842 | 1426 | 1107.2 | 2535.9 | 47859.28 | 2852 | 54354.38 | 37477.07 | 1.4503
2017-03-08 | 20:00 | N | 3.39 | 5 | 8.94 | 2 | 20:00 | 322 | 178 | 2842 | 1426 | 1091.58 | 890 | 25407.48 | 2852 | 30241.06 | 38302.3 | 0.78954
2017-03-08 | 21:00 | N | 5.21 | 3.1 | 7.55 | 1.31 | 21:00 | 337 | 173 | 2842 | 1426 | 1755.77 | 536.3 | 21457.1 | 1868.06 | 25617.23 | 37729.08 | 0.67898
2017-03-08 | 22:00 | N | 7.4 | 4 | 8.64 | 1.21 | 22:00 | 394 | 194 | 2842 | 1426 | 2915.6 | 776 | 24554.88 | 1725.46 | 29971.94 | 36321.72 | 0.82518
2017-03-08 | 23:00 | N | 30 | 10.11 | 11.42 | 0.47 | 23:00 | 389 | 265 | 2985 | 1111 | 11670 | 2679.15 | 34088.7 | 522.17 | 48960.02 | 34024.17 | 1.439
2017-03-08 | 24:00 | N | 13.26 | 8.11 | 12 | 0.5 | 24:00 | 362 | 243 | 2985 | 1111 | 4800.12 | 1970.73 | 35820 | 555.5 | 43146.35 | 31320.29 | 1.3776
2017-03-09 | 1:00 | N | 8.11 | 2.11 | 4 | 0.45 | 1:00 | 294 | 212 | 2985 | 1111 | 2384.34 | 447.32 | 11940 | 499.95 | 15271.61 | 29550.91 | 0.51679
2017-03-09 | 2:00 | N | 8 | 2.01 | 4 | 0.45 | 2:00 | 236 | 179 | 2985 | 1111 | 1888 | 359.79 | 11940 | 499.95 | 14687.74 | 28324.59 | 0.51855
2017-03-09 | 3:00 | N | 6.85 | 2.45 | 4 | 0.97 | 3:00 | 201 | 205 | 2985 | 1717 | 1376.85 | 502.25 | 11940 | 1665.49 | 15484.59 | 27866.05 | 0.55568
2017-03-09 | 4:00 | N | 3.5 | 1.51 | 4 | 0.97 | 4:00 | 185 | 205 | 2985 | 1717 | 647.5 | 309.55 | 11940 | 1665.49 | 14562.54 | 27653.81 | 0.5266
2017-03-09 | 5:00 | N | 8 | 4.81 | 5.01 | 0.97 | 5:00 | 207 | 283 | 2985 | 1717 | 1656 | 1361.23 | 14954.85 | 1665.49 | 19637.57 | 28132.73 | 0.69803
2017-03-09 | 6:00 | N | 12 | 10 | 10 | 0.97 | 6:00 | 327 | 438 | 2985 | 1717 | 3924 | 4380 | 29850 | 1665.49 | 39819.49 | 30092.12 | 1.3233
2017-03-09 | 7:00 | N | 4.11 | 6.01 | 6.21 | 6 | 7:00 | 249 | 556 | 2872 | 2219 | 1023.39 | 3341.56 | 17835.12 | 13314 | 35514.07 | 33569.38 | 1.0579
2017-03-09 | 8:00 | N | 3.5 | 3.83 | 4.86 | 4.26 | 8:00 | 256 | 306 | 2872 | 2219 | 896 | 1171.98 | 13957.92 | 9452.94 | 25478.84 | 34661.07 | 0.73509
2017-03-09 | 9:00 | N | 2.11 | 2.19 | 4.53 | 4.32 | 9:00 | 156 | 343 | 2872 | 2219 | 329.16 | 751.17 | 13010.16 | 9586.08 | 23676.57 | 35272.01 | 0.67126
2017-03-09 | 10:00 | N | 3.5 | 3.23 | 5.72 | 5.27 | 10:00 | 196 | 315 | 2872 | 2219 | 686 | 1017.45 | 16427.84 | 11694.13 | 29825.42 | 36160.4 | 0.82481
2017-03-09 | 11:00 | N | 2.11 | 3.39 | 5.09 | 2.92 | 11:00 | 226 | 326 | 2842 | 1635 | 476.86 | 1105.14 | 14465.78 | 4774.2 | 20821.98 | 37250.2 | 0.55898
2017-03-09 | 12:00 | N | 2.44 | 4.29 | 5.76 | 4.25 | 12:00 | 222 | 319 | 2842 | 1635 | 541.68 | 1368.51 | 16369.92 | 6948.75 | 25228.86 | 38109.83 | 0.662
2017-03-09 | 13:00 | N | 2.32 | 3.29 | 6.28 | 4 | 13:00 | 195 | 299 | 2842 | 1635 | 452.4 | 983.71 | 17847.76 | 6540 | 25823.87 | 38584.19 | 0.66929
2017-03-09 | 14:00 | N | 2.11 | 5.35 | 6.95 | 5.35 | 14:00 | 205 | 237 | 2842 | 1635 | 432.55 | 1267.95 | 19751.9 | 8747.25 | 30199.65 | 39080.55 | 0.77275
2017-03-09 | 15:00 | N | 2.11 | 5.05 | 7.77 | 0.99 | 15:00 | 212 | 213 | 2842 | 1380 | 447.32 | 1075.65 | 22082.34 | 1366.2 | 24971.51 | 39344.11 | 0.6347
2017-03-09 | 16:00 | N | 2.11 | 6.54 | 10.17 | 0.99 | 16:00 | 191 | 237 | 2842 | 1380 | 403.01 | 1549.98 | 28903.14 | 1366.2 | 32222.33 | 39448.13 | 0.81683
2017-03-09 | 17:00 | N | 3.5 | 6.84 | 13.35 | 1.61 | 17:00 | 218 | 258 | 2842 | 1380 | 763 | 1764.72 | 37940.7 | 2221.8 | 42690.22 | 39481.69 | 1.0813
2017-03-09 | 18:00 | N | 3.5 | 6 | 11.86 | 1.61 | 18:00 | 240 | 365 | 2842 | 1380 | 840 | 2190 | 33706.12 | 2221.8 | 38957.92 | 39087.07 | 0.9967
2017-03-09 | 19:00 | N | 5.92 | 14.49 | 21.57 | 2 | 19:00 | 320 | 214 | 2842 | 1426 | 1894.4 | 3100.86 | 61301.94 | 2852 | 69149.2 | 39492.84 | 1.7509
2017-03-09 | 20:00 | N | 8.09 | 5.08 | 8.82 | 2 | 20:00 | 322 | 178 | 2842 | 1426 | 2604.98 | 904.24 | 25066.44 | 2852 | 31427.66 | 40009.49 | 0.78551
2017-03-09 | 21:00 | N | 6.54 | 2.08 | 6.32 | 0.99 | 21:00 | 337 | 173 | 2842 | 1426 | 2203.98 | 359.84 | 17961.44 | 1411.74 | 21937 | 39279.74 | 0.55848
2017-03-09 | 22:00 | N | 10.03 | 4 | 4.69 | 0.99 | 22:00 | 394 | 194 | 2842 | 1426 | 3951.82 | 776 | 13328.98 | 1411.74 | 19468.54 | 37799.23 | 0.51505
2017-03-09 | 23:00 | N | 12 | 6.14 | 6.42 | 0.45 | 23:00 | 389 | 265 | 2985 | 1111 | 4668 | 1627.1 | 19163.7 | 499.95 | 25958.75 | 35235.01 | 0.73673
2017-03-09 | 24:00 | N | 10 | 4.11 | 6.41 | 0.45 | 24:00 | 362 | 243 | 2985 | 1111 | 3620 | 998.73 | 19133.85 | 499.95 | 24252.53 | 32364.57 | 0.74935
2017-03-10 | 1:00 | N | 3.5 | 3.05 | 3.25 | 0.45 | 1:00 | 294 | 212 | 2985 | 1111 | 1029 | 646.6 | 9701.25 | 499.95 | 11876.8 | 30342.13 | 0.39143
2017-03-10 | 2:00 | N | 3.5 | 1.5 | 3.01 | 0.45 | 2:00 | 236 | 179 | 2985 | 1111 | 826 | 268.5 | 8984.85 | 499.95 | 10579.3 | 29140.73 | 0.36304
2017-03-10 | 3:00 | N | 4.11 | 1.5 | 3.01 | 0.97 | 3:00 | 201 | 205 | 2985 | 1717 | 826.11 | 307.5 | 8984.85 | 1665.49 | 11783.95 | 28323.42 | 0.41605
2017-03-10 | 4:00 | N | 2.07 | 1.5 | 3.01 | 0.97 | 4:00 | 185 | 205 | 2985 | 1717 | 382.95 | 307.5 | 8984.85 | 1665.49 | 11340.79 | 27947.78 | 0.40579
2017-03-10 | 5:00 | N | 3.5 | 2.11 | 3.11 | 0.97 | 5:00 | 207 | 283 | 2985 | 1717 | 724.5 | 597.13 | 9283.35 | 1665.49 | 12270.47 | 28326.84 | 0.43317
2017-03-10 | 6:00 | N | 8 | 4.31 | 4.51 | 0.97 | 6:00 | 327 | 438 | 2985 | 1717 | 2616 | 1887.78 | 13462.35 | 1665.49 | 19631.62 | 30058.55 | 0.65311
2017-03-10 | 7:00 | N | 7.43 | 5.73 | 5.73 | 5.73 | 7:00 | 249 | 556 | 2872 | 2219 | 1850.07 | 3185.88 | 16456.56 | 12714.87 | 34207.38 | 33328.72 | 1.0264
2017-03-10 | 8:00 | N | 5.25 | 3.31 | 4.31 | 4.25 | 8:00 | 256 | 306 | 2872 | 2219 | 1344 | 1012.86 | 12378.32 | 9430.75 | 24165.93 | 34360.89 | 0.7033
2017-03-10 | 9:00 | N | 3.5 | 3.46 | 4.46 | 6 | 9:00 | 156 | 343 | 2872 | 2219 | 546 | 1186.78 | 12809.12 | 13314 | 27855.9 | 35241.38 | 0.79043
2017-03-10 | 10:00 | N | 3.16 | 6.39 | 7.54 | 7.54 | 10:00 | 196 | 315 | 2872 | 2219 | 619.36 | 2012.85 | 21654.88 | 16731.26 | 41018.35 | 36411.88 | 1.1265
2017-03-10 | 11:00 | N | 2.5 | 6.6 | 7.6 | 6 | 11:00 | 226 | 326 | 2842 | 1635 | 565 | 2151.6 | 21599.2 | 9810 | 34125.8 | 37483.09 | 0.91043
2017-03-10 | 12:00 | N | 2.73 | 7.55 | 8.64 | 6.95 | 12:00 | 222 | 319 | 2842 | 1635 | 606.06 | 2408.45 | 24554.88 | 11363.25 | 38932.64 | 37951.59 | 1.0259
2017-03-10 | 13:00 | N | 3.26 | 10.43 | 11.61 | 9.83 | 13:00 | 195 | 299 | 2842 | 1635 | 635.7 | 3118.57 | 32995.62 | 16072.05 | 52821.94 | 38309.51 | 1.3788
2017-03-10 | 14:00 | N | 2.79 | 10.87 | 12.11 | 10.27 | 14:00 | 205 | 237 | 2842 | 1635 | 571.95 | 2576.19 | 34416.62 | 16791.45 | 54356.21 | 38942.3 | 1.3958
2017-03-10 | 15:00 | N | 2.34 | 9.66 | 14.01 | 2 | 15:00 | 212 | 213 | 2842 | 1380 | 496.08 | 2057.58 | 39816.42 | 2760 | 45130.08 | 39087.13 | 1.1546
2017-03-10 | 16:00 | N | 1 | 4.14 | 12.32 | 1.48 | 16:00 | 191 | 237 | 2842 | 1380 | 191 | 981.18 | 35013.44 | 2042.4 | 38228.02 | 38699.48 | 0.98782
2017-03-10 | 17:00 | N | 3.5 | 3.49 | 11.61 | 1.82 | 17:00 | 218 | 258 | 2842 | 1380 | 763 | 900.42 | 32995.62 | 2511.6 | 37170.64 | 38219.88 | 0.97255
2017-03-10 | 18:00 | N | 3.5 | 4 | 10.38 | 1.42 | 18:00 | 240 | 365 | 2842 | 1380 | 840 | 1460 | 29499.96 | 1959.6 | 33759.56 | 37667.49 | 0.89625
2017-03-10 | 19:00 | N | 6.21 | 9.22 | 16.19 | 2 | 19:00 | 320 | 214 | 2842 | 1426 | 1987.2 | 1973.08 | 46011.98 | 2852 | 52824.26 | 37683.15 | 1.4018
2017-03-10 | 20:00 | N | 4.51 | 5 | 9.59 | 1.48 | 20:00 | 322 | 178 | 2842 | 1426 | 1452.22 | 890 | 27254.78 | 2110.48 | 31707.48 | 37795.33 | 0.83893
2017-03-10 | 21:00 | N | 4.42 | 3.94 | 5.85 | 0.99 | 21:00 | 337 | 173 | 2842 | 1426 | 1489.54 | 681.62 | 16625.7 | 1411.74 | 20208.6 | 36955.45 | 0.54684
2017-03-10 | 22:00 | N | 7.9 | 2.58 | 4 | 0.99 | 22:00 | 394 | 194 | 2842 | 1426 | 3112.6 | 500.52 | 11368 | 1411.74 | 16392.86 | 35711.94 | 0.45903
2017-03-10 | 23:00 | N | 6 | 3.59 | 4 | 0.45 | 23:00 | 389 | 265 | 2985 | 1111 | 2334 | 951.35 | 11940 | 499.95 | 15725.3 | 33947.03 | 0.46323
2017-03-10 | 24:00 | N | 8.11 | 4 | 4 | 0.45 | 24:00 | 362 | 243 | 2985 | 1111 | 2935.82 | 972 | 11940 | 499.95 | 16347.77 | 31785.82 | 0.51431
2017-03-11 | 1:00 | N | 8 | 4.2 | 5.2 | 0.45 | 1:00 | 294 | 212 | 2985 | 1111 | 2352 | 890.4 | 15522 | 499.95 | 19264.35 | 29849.99 | 0.64537
2017-03-11 | 2:00 | N | 8 | 3.68 | 4 | 0.45 | 2:00 | 236 | 179 | 2985 | 1111 | 1888 | 658.72 | 11940 | 499.95 | 14986.67 | 28599.27 | 0.52402
2017-03-11 | 3:00 | N | 7.06 | 2.71 | 4 | 0.99 | 3:00 | 201 | 205 | 2985 | 1717 | 1419.06 | 555.55 | 11940 | 1699.83 | 15614.44 | 27759.46 | 0.56249
2017-03-11 | 4:00 | N | 4.4 | 2.11 | 4 | 0.99 | 4:00 | 185 | 205 | 2985 | 1717 | 814 | 432.55 | 11940 | 1699.83 | 14886.38 | 27278.75 | 0.54571
2017-03-11 | 5:00 | N | 8 | 3.8 | 4 | 0.99 | 5:00 | 207 | 283 | 2985 | 1717 | 1656 | 1075.4 | 11940 | 1699.83 | 16371.23 | 27234.95 | 0.60111
2017-03-11 | 6:00 | N | 37 | 6 | 4.11 | 0.99 | 6:00 | 327 | 438 | 2985 | 1717 | 12099 | 2628 | 12268.35 | 1699.83 | 28695.18 | 27750.43 | 1.034
2017-03-11 | 7:00 | N | 12 | 7 | 6.21 | 6 | 7:00 | 249 | 556 | 2872 | 2219 | 2988 | 3892 | 17835.12 | 13314 | 38029.12 | 28859.8 | 1.3177
2017-03-11 | 8:00 | N | 8.11 | 4 | 4.11 | 4 | 8:00 | 256 | 306 | 2872 | 2219 | 2076.16 | 1224 | 11803.92 | 8876 | 23980.08 | 29832.19 | 0.80383
2017-03-11 | 9:00 | N | 2.11 | 3.98 | 4.91 | 4.25 | 9:00 | 156 | 343 | 2872 | 2219 | 329.16 | 1365.14 | 14101.52 | 9430.75 | 25226.57 | 31577.6 | 0.79888
2017-03-11 | 10:00 | N | 1 | 7.4 | 8.4 | 6.8 | 10:00 | 196 | 315 | 2872 | 2219 | 196 | 2331 | 24124.8 | 15089.2 | 41741 | 33229.2 | 1.2562
2017-03-11 | 11:00 | N | 1 | 7.28 | 9.89 | 6 | 11:00 | 226 | 326 | 2842 | 1635 | 226 | 2373.28 | 28107.38 | 9810 | 40516.66 | 34373.73 | 1.1787
2017-03-11 | 12:00 | N | 1 | 6.76 | 10.39 | 6 | 12:00 | 222 | 319 | 2842 | 1635 | 222 | 2156.44 | 29528.38 | 9810 | 41716.82 | 35042.76 | 1.1905
2017-03-11 | 13:00 | N | 1 | 8.87 | 11.65 | 8.25 | 13:00 | 195 | 299 | 2842 | 1635 | 195 | 2652.13 | 33109.3 | 13488.75 | 49445.18 | 35412.89 | 1.3962
2017-03-11 | 14:00 | N | 1 | 8.5 | 10 | 7.88 | 14:00 | 205 | 237 | 2842 | 1635 | 205 | 2014.5 | 28420 | 12883.8 | 43523.3 | 35417.27 | 1.2289
2017-03-11 | 15:00 | N | 1 | 3.91 | 7.9 | 1.04 | 15:00 | 212 | 213 | 2842 | 1380 | 212 | 832.83 | 22451.8 | 1435.2 | 24931.83 | 35175.63 | 0.70878
2017-03-11 | 16:00 | N | 1 | 3.76 | 8.06 | 1.23 | 16:00 | 191 | 237 | 2842 | 1380 | 191 | 891.12 | 22906.52 | 1697.4 | 25686.04 | 34854.58 | 0.73695
2017-03-11 | 17:00 | N | 2.11 | 3 | 6.58 | 1.75 | 17:00 | 218 | 258 | 2842 | 1380 | 459.98 | 774 | 18700.36 | 2415 | 22349.34 | 34564.34 | 0.6466
2017-03-11 | 18:00 | N | 3.48 | 3 | 6.25 | 1.5 | 18:00 | 240 | 365 | 2842 | 1380 | 835.2 | 1095 | 17762.5 | 2070 | 21762.7 | 34394.2 | 0.63274
2017-03-11 | 19:00 | N | 3.5 | 5 | 10.81 | 1.17 | 19:00 | 320 | 214 | 2842 | 1426 | 1120 | 1070 | 30722.02 | 1668.42 | 34580.44 | 35016.75 | 0.98754
2017-03-11 | 20:00 | N | 4.65 | 5 | 7.95 | 1.61 | 20:00 | 322 | 178 | 2842 | 1426 | 1497.3 | 890 | 22593.9 | 2295.86 | 27277.06 | 35251.4 | 0.77379
2017-03-11 | 21:00 | N | 9.04 | 3.91 | 8 | 1.26 | 21:00 | 337 | 173 | 2842 | 1426 | 3046.48 | 676.43 | 22736 | 1796.76 | 28255.67 | 34538.48 | 0.81809
2017-03-11 | 22:00 | N | 12 | 4.11 | 5.56 | 1.12 | 22:00 | 394 | 194 | 2842 | 1426 | 4728 | 797.34 | 15801.52 | 1597.12 | 22923.98 | 33464.05 | 0.68503
2017-03-11 | 23:00 | N | 30 | 10.11 | 9.48 | 0.45 | 23:00 | 389 | 265 | 2985 | 1111 | 11670 | 2679.15 | 28297.8 | 499.95 | 43146.9 | 31966.16 | 1.3498
2017-03-11 | 24:00 | N | 10.11 | 9.48 | 9.11 | 0.45 | 24:00 | 362 | 243 | 2985 | 1111 | 3659.82 | 2303.64 | 27193.35 | 499.95 | 33656.76 | 30338.21 | 1.1094
2017-03-12 | 1:00 | N | 12 | 3.91 | 4 | 0.45 | 1:00 | 294 | 212 | 2985 | 1111 | 3528 | 828.92 | 11940 | 499.95 | 16796.87 | 28817.67 | 0.58287
2017-03-12 | 2:00 | N | 12 | 3.8 | 4 | 0.45 | 2:00 | 236 | 179 | 2985 | 1111 | 2832 | 680.2 | 11940 | 499.95 | 15952.15 | 27761.82 | 0.57461
2017-03-12 | 4:00 | N | 9.53 | 2.89 | 4 | 0.99 | 3:00 | 201 | 205 | 2985 | 1717 | 1915.53 | 592.45 | 11940 | 1699.83 | 16147.81 | 27141.83 | 0.59494
2017-03-12 | 5:00 | N | 12 | 4.11 | 4 | 0.99 | 4:00 | 185 | 205 | 2985 | 1717 | 2220 | 842.55 | 11940 | 1699.83 | 16702.38 | 27054.215 | 0.61737
2017-03-12 | 6:00 | N | 37 | 6.5 | 4 | 0.99 | 5:00 | 207 | 283 | 2985 | 1717 | 7659 | 1839.5 | 11940 | 1699.83 | 23138.33 | 26966.6 | 0.85804
2017-03-12 | 7:00 | N | 12 | 9.43 | 4.43 | 8.43 | 6:00 | 327 | 438 | 2985 | 1717 | 3924 | 4130.34 | 13223.55 | 14474.31 | 35752.2 | 27210.11 | 1.3139
2017-03-12 | 8:00 | N | 8.11 | 4 | 4 | 4 | 7:00 | 249 | 556 | 2872 | 2219 | 2019.39 | 2224 | 11488 | 8876 | 24607.39 | 28070.95 | 0.87661
2017-03-12 | 9:00 | N | 2.11 | 4 | 4.29 | 4 | 8:00 | 256 | 306 | 2872 | 2219 | 540.16 | 1224 | 12320.88 | 8876 | 22961.04 | 29405.03 | 0.78085
2017-03-12 | 10:00 | N | 2.06 | 4.72 | 5.72 | 5.88 | 9:00 | 156 | 343 | 2872 | 2219 | 321.36 | 1618.96 | 16427.84 | 13047.72 | 31415.88 | 30701.62 | 1.0233
2017-03-12 | 11:00 | N | 2 | 9.81 | 11.12 | 6 | 10:00 | 196 | 315 | 2872 | 2219 | 392 | 3090.15 | 31936.64 | 13314 | 48732.79 | 32423.57 | 1.503
2017-03-12 | 12:00 | N | 2 | 6.97 | 8.87 | 5.16 | 11:00 | 226 | 326 | 2842 | 1635 | 452 | 2272.22 | 25208.54 | 8436.6 | 36369.36 | 33734.94 | 1.0781
2017-03-12 | 13:00 | N | 2 | 5.4 | 7.4 | 4.78 | 12:00 | 222 | 319 | 2842 | 1635 | 444 | 1722.6 | 21030.8 | 7815.3 | 31012.7 | 34382.13 | 0.902
2017-03-12 | 14:00 | N | 2 | 3.91 | 4.91 | 4.13 | 13:00 | 195 | 299 | 2842 | 1635 | 390 | 1169.09 | 13954.22 | 6752.55 | 22265.86 | 34493.65 | 0.64551
2017-03-12 | 15:00 | N | 1 | 3 | 4 | 0.99 | 14:00 | 205 | 237 | 2842 | 1635 | 205 | 711 | 11368 | 1618.65 | 13902.65 | 34091.53 | 0.4078
2017-03-12 | 16:00 | N | 2 | 3.48 | 6.91 | 1.6 | 15:00 | 212 | 213 | 2842 | 1380 | 424 | 741.24 | 19638.22 | 2208 | 23011.46 | 33411.84 | 0.68872
2017-03-12 | 17:00 | N | 2.11 | 2.71 | 4.49 | 1.29 | 16:00 | 191 | 237 | 2842 | 1380 | 403.01 | 642.27 | 12760.58 | 1780.2 | 15586.06 | 32696.23 | 0.47669
2017-03-12 | 18:00 | N | 3.5 | 3.56 | 5.11 | 1.58 | 17:00 | 218 | 258 | 2842 | 1380 | 763 | 918.48 | 14522.62 | 2180.4 | 18384.5 | 32225.68 | 0.57049
2017-03-12 | 19:00 | N | 3.5 | 6.5 | 7.94 | 1.61 | 18:00 | 240 | 365 | 2842 | 1380 | 840 | 2372.5 | 22565.48 | 2221.8 | 27999.78 | 32140.44 | 0.87117
2017-03-12 | 20:00 | N | 3.5 | 8.6 | 10.44 | 1.61 | 19:00 | 320 | 214 | 2842 | 1426 | 1120 | 1840.4 | 29670.48 | 2295.86 | 34926.74 | 32437.07 | 1.0768
2017-03-12 | 21:00 | N | 4.11 | 3.91 | 5.17 | 1.48 | 20:00 | 322 | 178 | 2842 | 1426 | 1323.42 | 695.98 | 14693.14 | 2110.48 | 18823.02 | 33844.61 | 0.55616
2017-03-12 | 22:00 | N | 12 | 3.81 | 4.01 | 1.15 | 21:00 | 337 | 173 | 2842 | 1426 | 4044 | 659.13 | 11396.42 | 1639.9 | 17739.45 | 35082.74 | 0.50565
2017-03-12 | 23:00 | N | 30 | 8.91 | 9.11 | 0.45 | 22:00 | 394 | 194 | 2842 | 1426 | 11820 | 1728.54 | 25890.62 | 641.7 | 40080.86 | 34615.26 | 1.1579
2017-03-12 | 24:00 | N | 19.75 | 8.9 | 9.1 | 0.5 | 23:00 | 389 | 265 | 2985 | 1111 | 7682.75 | 2358.5 | 27163.5 | 555.5 | 37760.25 | 33245.43 | 1.1358
2017-03-13 | 1:00 | N | 12 | 3.81 | 4.01 | 0.45 | 24:00 | 362 | 243 | 2985 | 1111 | 4344 | 925.83 | 11969.85 | 499.95 | 17739.63 | 31252.18 | 0.56763
2017-03-13 | 2:00 | N | 12 | 3.75 | 5.59 | 0.45 | 1:00 | 294 | 212 | 2985 | 1111 | 3528 | 795 | 16686.15 | 499.95 | 21509.1 | 29599.63 | 0.72667
2017-03-13 | 3:00 | N | 12 | 3.41 | 4 | 1 | 2:00 | 236 | 179 | 2985 | 1111 | 2832 | 610.39 | 11940 | 1111 | 16493.39 | 28544.89 | 0.57781
2017-03-13 | 4:00 | N | 9.73 | 3.41 | 4 | 0.99 | 3:00 | 201 | 205 | 2985 | 1717 | 1955.73 | 699.05 | 11940 | 1699.83 | 16294.61 | 28066.51 | 0.58057
2017-03-13 | 5:00 | N | 10.11 | 3.91 | 4 | 1 | 4:00 | 185 | 205 | 2985 | 1717 | 1870.35 | 801.55 | 11940 | 1717 | 16328.9 | 28000.25 | 0.58317
2017-03-13 | 6:00 | N | 19.95 | 6 | 4.8 | 1 | 5:00 | 207 | 283 | 2985 | 1717 | 4129.65 | 1698 | 14328 | 1717 | 21872.65 | 28593.32 | 0.76496
2017-03-13 | 7:00 | N | 7.8 | 10.57 | 10.57 | 10.57 | 6:00 | 327 | 438 | 2985 | 1717 | 2550.6 | 4629.66 | 31551.45 | 18148.69 | 56880.4 | 30271.13 | 1.879
2017-03-13 | 8:00 | N | 8.11 | 8.78 | 9.78 | 10.2 | 7:00 | 249 | 556 | 2872 | 2219 | 2019.39 | 4881.68 | 28088.16 | 22633.8 | 57623.03 | 32885.55 | 1.7522
2017-03-13 | 9:00 | N | 3.5 | 5.51 | 6.99 | 6.54 | 8:00 | 256 | 306 | 2872 | 2219 | 896 | 1686.06 | 20075.28 | 14512.26 | 37169.6 | 34871.02 | 1.0659
2017-03-13 | 10:00 | N | 2.74 | 3.05 | 6.67 | 6.46 | 9:00 | 156 | 343 | 2872 | 2219 | 427.44 | 1046.15 | 19156.24 | 14334.74 | 34964.57 | 35435.48 | 0.98671
2017-03-13 | 11:00 | N | 2.11 | 3.26 | 5.05 | 4.25 | 10:00 | 196 | 315 | 2872 | 2219 | 413.56 | 1026.9 | 14503.6 | 9430.75 | 25374.81 | 36078.24 | 0.70333
2017-03-13 | 12:00 | N | 3.24 | 2.11 | 5.66 | 4.86 | 11:00 | 226 | 326 | 2842 | 1635 | 732.24 | 687.86 | 16085.72 | 7946.1 | 25451.92 | 36335.98 | 0.70046
2017-03-13 | 13:00 | N | 3.13 | 2.11 | 5.05 | 4.25 | 12:00 | 222 | 319 | 2842 | 1635 | 694.86 | 673.09 | 14352.1 | 6948.75 | 22668.8 | 36162.25 | 0.62686
2017-03-13 | 14:00 | N | 2.11 | 2.11 | 4.46 | 4.25 | 13:00 | 195 | 299 | 2842 | 1635 | 411.45 | 630.89 | 12675.32 | 6948.75 | 20666.41 | 35642.1 | 0.57983
2017-03-13 | 15:00 | N | 2.11 | 2.71 | 4.74 | 1.06 | 14:00 | 205 | 237 | 2842 | 1635 | 432.55 | 642.27 | 13471.08 | 1733.1 | 16279 | 34990.29 | 0.46524
2017-03-13 | 16:00 | N | 2.11 | 1.72 | 6 | 1.19 | 15:00 | 212 | 213 | 2842 | 1380 | 447.32 | 366.36 | 17052 | 1642.2 | 19507.88 | 34332.79 | 0.5682
2017-03-13 | 17:00 | N | 3.41 | 2.16 | 6.03 | 0.99 | 16:00 | 191 | 237 | 2842 | 1380 | 651.31 | 511.92 | 17137.26 | 1366.2 | 19666.69 | 33893.07 | 0.58026
2017-03-13 | 18:00 | N | 3.5 | 3.78 | 7.67 | 2 | 17:00 | 218 | 258 | 2842 | 1380 | 763 | 975.24 | 21798.14 | 2760 | 26296.38 | 33674.92 | 0.78089
2017-03-13 | 19:00 | N | 4.11 | 8.55 | 11.9 | 2 | 18:00 | 240 | 365 | 2842 | 1380 | 986.4 | 3120.75 | 33819.8 | 2760 | 40686.95 | 33594.71 | 1.2111
2017-03-13 | 20:00 | N | 4.11 | 19.02 | 23.35 | 2 | 19:00 | 320 | 214 | 2842 | 1426 | 1315.2 | 4070.28 | 66360.7 | 2852 | 74598.18 | 33606.3 | 2.2198
2017-03-13 | 21:00 | N | 3.61 | 6.31 | 10.68 | 1.45 | 20:00 | 322 | 178 | 2842 | 1426 | 1162.42 | 1123.18 | 30352.56 | 2067.7 | 34705.86 | 34471.84 | 1.0068
2017-03-13 | 22:00 | N | 6 | 3.91 | 6.76 | 1.42 | 21:00 | 337 | 173 | 2842 | 1426 | 2022 | 676.43 | 19211.92 | 2024.92 | 23935.27 | 35860.19 | 0.66746
2017-03-13 | 23:00 | N | 30 | 4.5 | 5.89 | 0.45 | 22:00 | 394 | 194 | 2842 | 1426 | 11820 | 873 | 16739.38 | 641.7 | 30074.08 | 35256.45 | 0.85301
2017-03-13 | 24:00 | N | 30 | 4.5 | 7.11 | 0.45 | 23:00 | 389 | 265 | 2985 | 1111 | 11670 | 1192.5 | 21223.35 | 499.95 | 34585.8 | 33681.99 | 1.0268
2017-03-14 | 1:00 | N | 8 | 2.98 | 3 | 0.45 | 24:00 | 362 | 243 | 2985 | 1111 | 2896 | 724.14 | 8955 | 499.95 | 13075.09 | 31635.92 | 0.4133
2017-03-14 | 2:00 | N | 4.62 | 2.71 | 3 | 0.45 | 1:00 | 294 | 212 | 2985 | 1111 | 1358.28 | 574.52 | 8955 | 499.95 | 11387.75 | 30090.29 | 0.37845
2017-03-14 | 3:00 | N | 4.11 | 2.8 | 3 | 1 | 2:00 | 236 | 179 | 2985 | 1111 | 969.96 | 501.2 | 8955 | 1111 | 11537.16 | 29314.59 | 0.39356
2017-03-14 | 4:00 | N | 3.5 | 2.8 | 3 | 1 | 3:00 | 201 | 205 | 2985 | 1717 | 703.5 | 574 | 8955 | 1717 | 11949.5 | 29094.76 | 0.41071
2017-03-14 | 5:00 | N | 4.74 | 3.41 | 3 | 1 | 4:00 | 185 | 205 | 2985 | 1717 | 876.9 | 699.05 | 8955 | 1717 | 12247.95 | 29313.95 | 0.41782
2017-03-14 | 6:00 | N | 12.03 | 5.5 | 4 | 1 | 5:00 | 207 | 283 | 2985 | 1717 | 2490.21 | 1556.5 | 11940 | 1717 | 17703.71 | 30276.3 | 0.58474
2017-03-14 | 7:00 | N | 6.02 | 10.8 | 11 | 10.2 | 6:00 | 327 | 438 | 2985 | 1717 | 1968.54 | 4730.4 | 32835 | 17513.4 | 57047.34 | 32449.23 | 1.758
2017-03-14 | 8:00 | N | 3.91 | 8.25 | 10.41 | 4.25 | 7:00 | 249 | 556 | 2872 | 2219 | 973.59 | 4587 | 29897.52 | 9430.75 | 44888.86 | 35731.73 | 1.2563
2017-03-14 | 9:00 | N | 2.98 | 4.5 | 5.5 | 5.29 | 8:00 | 256 | 306 | 2872 | 2219 | 762.88 | 1377 | 15796 | 11738.51 | 29674.39 | 38058.37 | 0.77971
2017-03-14 | 10:00 | N | 3.5 | 2.78 | 3.78 | 4.25 | 9:00 | 156 | 343 | 2872 | 2219 | 546 | 953.54 | 10856.16 | 9430.75 | 21786.45 | 38098.84 | 0.57184
2017-03-14 | 11:00 | N | 3.24 | 1.77 | 2.77 | 2.5 | 10:00 | 196 | 315 | 2872 | 2219 | 635.04 | 557.55 | 7955.44 | 5547.5 | 14695.53 | 37524.75 | 0.39162
2017-03-14 | 12:00 | N | 3.29 | 1.57 | 2.81 | 2.55 | 11:00 | 226 | 326 | 2842 | 1635 | 743.54 | 511.82 | 7986.02 | 4169.25 | 13410.63 | 36935.25 | 0.36308
2017-03-14 | 13:00 | N | 3.19 | 1.5 | 4 | 3.79 | 12:00 | 222 | 319 | 2842 | 1635 | 708.18 | 478.5 | 11368 | 6196.65 | 18751.33 | 36055.02 | 0.52008
2017-03-14 | 14:00 | N | 3.26 | 1.94 | 4 | 3.79 | 13:00 | 195 | 299 | 2842 | 1635 | 635.7 | 580.06 | 11368 | 6196.65 | 18780.41 | 35166.76 | 0.53404
2017-03-14 | 15:00 | N | 2.11 | 1.86 | 3.5 | 1.22 | 14:00 | 205 | 237 | 2842 | 1635 | 432.55 | 440.82 | 9947 | 1994.7 | 12815.07 | 34512.83 | 0.37131
2017-03-14 | 16:00 | N | 2.11 | 2.16 | 3.76 | 1.44 | 15:00 | 212 | 213 | 2842 | 1380 | 447.32 | 460.08 | 10685.92 | 1987.2 | 13580.52 | 34106.32 | 0.39818
2017-03-14 | 17:00 | N | 3.5 | 3.42 | 4.69 | 1.22 | 16:00 | 191 | 237 | 2842 | 1380 | 668.5 | 810.54 | 13328.98 | 1683.6 | 16491.62 | 33976.36 | 0.48539
2017-03-14 | 18:00 | N | 3.5 | 4.24 | 6.98 | 1.22 | 17:00 | 218 | 258 | 2842 | 1380 | 763 | 1093.92 | 19837.16 | 1683.6 | 23377.68 | 34073.54 | 0.68609
2017-03-14 | 19:00 | N | 4.88 | 7.92 | 10.77 | 1.92 | 18:00 | 240 | 365 | 2842 | 1380 | 1171.2 | 2890.8 | 30608.34 | 2649.6 | 37319.94 | 34036.43 | 1.0965
2017-03-14 | 20:00 | N | 7.13 | 12.51 | 16.09 | 1.92 | 19:00 | 320 | 214 | 2842 | 1426 | 2281.6 | 2677.14 | 45727.78 | 2737.92 | 53424.44 | 33980.39 | 1.5722
2017-03-14 | 21:00 | N | 3.5 | 2.71 | 4.66 | 1.52 | 20:00 | 322 | 178 | 2842 | 1426 | 1127 | 482.38 | 13243.72 | 2167.52 | 17020.62 | 34394.95 | 0.49486
2017-03-14 | 22:00 | N | 7.88 | 3 | 5.25 | 1.4 | 21:00 | 337 | 173 | 2842 | 1426 | 2655.56 | 519 | 14920.5 | 1996.4 | 20091.46 | 35479.05 | 0.56629
2017-03-14 | 23:00 | N | 27 | 5.1 | 4.3 | 0.45 | 22:00 | 394 | 194 | 2842 | 1426 | 10638 | 989.4 | 12220.6 | 641.7 | 24489.7 | 34650.39 | 0.70677
2017-03-14 | 24:00 | N | 27 | 7.24 | 8 | 0.45 | 23:00 | 389 | 265 | 2985 | 1111 | 10503 | 1918.6 | 23880 | 499.95 | 36801.55 | 32869.89 | 1.1196
2017-03-15 | 1:00 | N | 5.61 | 3.91 | 4 | 0.45 | 24:00 | 362 | 243 | 2985 | 1111 | 2030.82 | 950.13 | 11940 | 499.95 | 15420.9 | 30597.47 | 0.50399
2017-03-15 | 2:00 | N | 4.81 | 2.71 | 4 | 0.45 | 1:00 | 294 | 212 | 2985 | 1111 | 1414.14 | 574.52 | 11940 | 499.95 | 14428.61 | 28941.99 | 0.49854
2017-03-15 | 3:00 | N | 4.05 | 2.71 | 4 | 0.97 | 2:00 | 236 | 179 | 2985 | 1111 | 955.8 | 485.09 | 11940 | 1077.67 | 14458.56 | 28062.14 | 0.51523
2017-03-15 | 4:00 | N | 3.5 | 2.71 | 4 | 0.97 | 3:00 | 201 | 205 | 2985 | 1717 | 703.5 | 555.55 | 11940 | 1665.49 | 14864.54 | 27743.81 | 0.53578
2017-03-15 | 5:00 | N | 4.37 | 3.91 | 4.01 | 0.97 | 4:00 | 185 | 205 | 2985 | 1717 | 808.45 | 801.55 | 11969.85 | 1665.49 | 15245.34 | 27837.82 | 0.54765
2017-03-15 | 6:00 | N | 8.94 | 7.08 | 6.58 | 0.97 | 5:00 | 207 | 283 | 2985 | 1717 | 1850.58 | 2003.64 | 19641.3 | 1665.49 | 25161.01 | 28563.22 | 0.88089
2017-03-15 | 7:00 | N | 3.5 | 13.33 | 13.53 | 4.25 | 6:00 | 327 | 438 | 2985 | 1717 | 1144.5 | 5838.54 | 40387.05 | 7297.25 | 54667.34 | 30576.48 | 1.7879
2017-03-15 | 8:00 | N | 3.46 | 6.31 | 9 | 4 | 7:00 | 249 | 556 | 2872 | 2219 | 861.54 | 3508.36 | 25848 | 8876 | 39093.9 | 33514.99 | 1.1665
2017-03-15 | 9:00 | N | 7.94 | 4.8 | 11.19 | 4 | 8:00 | 256 | 306 | 2872 | 2219 | 2032.64 | 1468.8 | 32137.68 | 8876 | 44515.12 | 35455.81 | 1.2555
2017-03-15 | 10:00 | N | 6.21 | 5.11 | 11.9 | 4 | 9:00 | 156 | 343 | 2872 | 2219 | 968.76 | 1752.73 | 34176.8 | 8876 | 45774.29 | 35672.51 | 1.2832
2017-03-15 | 11:00 | N | 4.11 | 4.41 | 9.97 | 2.28 | 10:00 | 196 | 315 | 2872 | 2219 | 805.56 | 1389.15 | 28633.84 | 5059.32 | 35887.87 | 35685.48 | 1.0057
2017-03-15 | 12:00 | N | 4.65 | 3.91 | 9.57 | 2 | 11:00 | 226 | 326 | 2842 | 1635 | 1050.9 | 1274.66 | 27197.94 | 3270 | 32793.5 | 35628.61 | 0.92043
2017-03-15 | 13:00 | N | 4.51 | 3.1 | 6.69 | 2 | 12:00 | 222 | 319 | 2842 | 1635 | 1001.22 | 988.9 | 19012.98 | 3270 | 24273.1 | 35281.03 | 0.68799
2017-03-15 | 14:00 | N | 3.01 | 3.12 | 6.38 | 2.5 | 13:00 | 195 | 299 | 2842 | 1635 | 586.95 | 932.88 | 18131.96 | 4087.5 | 23739.29 | 34777.11 | 0.68261
2017-03-15 | 15:00 | N | 3.01 | 3.91 | 7.83 | 0.99 | 14:00 | 205 | 237 | 2842 | 1635 | 617.05 | 926.67 | 22252.86 | 1618.65 | 25415.23 | 34599.49 | 0.73456
2017-03-15 | 16:00 | N | 3.18 | 3.48 | 6.34 | 0.99 | 15:00 | 212 | 213 | 2842 | 1380 | 674.16 | 741.24 | 18018.28 | 1366.2 | 20799.88 | 34480.83 | 0.60323
2017-03-15 | 17:00 | N | 3.1 | 3 | 6 | 0.99 | 16:00 | 191 | 237 | 2842 | 1380 | 592.1 | 711 | 17052 | 1366.2 | 19721.3 | 34356.41 | 0.57402
2017-03-15 | 18:00 | N | 3.5 | 4.18 | 6.29 | 0.99 | 17:00 | 218 | 258 | 2842 | 1380 | 763 | 1078.44 | 17876.18 | 1366.2 | 21083.82 | 34229.98 | 0.61595
2017-03-15 | 19:00 | N | 6.6 | 12.24 | 12.44 | 0.99 | 18:00 | 240 | 365 | 2842 | 1380 | 1584 | 4467.6 | 35354.48 | 1366.2 | 42772.28 | 34049.85 | 1.2562
2017-03-15 | 20:00 | N | 4.11 | 5.5 | 8.46 | 0.99 | 19:00 | 320 | 214 | 2842 | 1426 | 1315.2 | 1177 | 24043.32 | 1411.74 | 27947.26 | 33685.57 | 0.82965
2017-03-15 | 21:00 | N | 3.5 | 3.91 | 10 | 0.99 | 20:00 | 322 | 178 | 2842 | 1426 | 1127 | 695.98 | 28420 | 1411.74 | 31654.72 | 34142.07 | 0.92715
2017-03-15 | 22:00 | N | 6 | 4.59 | 8 | 0.99 | 21:00 | 337 | 173 | 2842 | 1426 | 2022 | 794.07 | 22736 | 1411.74 | 26963.81 | 35230.83 | 0.76535
2017-03-15 | 23:00 | N | 22 | 12.8 | 12 | 0.45 | 22:00 | 394 | 194 | 2842 | 1426 | 8668 | 2483.2 | 34104 | 641.7 | 45896.9 | 34404.1 | 1.3341
2017-03-15 | 24:00 | N | 16.15 | 8.11 | 8 | 0.45 | 23:00 | 389 | 265 | 2985 | 1111 | 6282.35 | 2149.15 | 23880 | 499.95 | 32811.45 | 32619.77 | 1.0059
2017-03-16 | 1:00 | N | 25 | 6.01 | 17.72 | 0.3 | 24:00 | 362 | 243 | 2985 | 1111 | 9050 | 1460.43 | 52894.2 | 333.3 | 63737.93 | 30366.78 | 2.0989
2017-03-16 | 2:00 | N | 8 | 3.72 | 16.75 | 0.3 | 1:00 | 294 | 212 | 2985 | 1111 | 2352 | 788.64 | 49998.75 | 333.3 | 53472.69 | 28708.15 | 1.8626
2017-03-16 | 3:00 | N | 8 | 2.76 | 16.75 | 0.97 | 2:00 | 236 | 179 | 2985 | 1111 | 1888 | 494.04 | 49998.75 | 1077.67 | 53458.46 | 27731.71 | 1.9277
2017-03-16 | 4:00 | N | 5.18 | 2.75 | 16.75 | 0.97 | 3:00 | 201 | 205 | 2985 | 1717 | 1041.18 | 563.75 | 49998.75 | 1665.49 | 53269.17 | 27173.42 | 1.9603
2017-03-16 | 5:00 | N | 8 | 6.63 | 16.75 | 0.97 | 4:00 | 185 | 205 | 2985 | 1717 | 1480 | 1359.15 | 49998.75 | 1665.49 | 54503.39 | 27037.53 | 2.0158
2017-03-16 | 6:00 | N | 50 | 8.11 | 7.11 | 0.97 | 5:00 | 207 | 283 | 2985 | 1717 | 10350 | 2295.13 | 21223.35 | 1665.49 | 35533.97 | 27442.79 | 1.2948
2017-03-16 | 7:00 | N | 4.5 | 10.53 | 9.1 | 2.5 | 6:00 | 327 | 438 | 2985 | 1717 | 1471.5 | 4612.14 | 27163.5 | 4292.5 | 37539.64 | 28977.61 | 1.2955
2017-03-16 | 8:00 | N | 6.38 | 5.52 | 8.95 | 3.39 | 7:00 | 249 | 556 | 2872 | 2219 | 1588.62 | 3069.12 | 25704.4 | 7522.41 | 37884.55 | 31357.47 | 1.2082
2017-03-16 | 9:00 | N | 3.5 | 4 | 5.34 | 2.81 | 8:00 | 256 | 306 | 2872 | 2219 | 896 | 1224 | 15336.48 | 6235.39 | 23691.87 | 33146.08 | 0.71477
2017-03-16 | 10:00 | N | 3.46 | 4.11 | 4.6 | 3.49 | 9:00 | 156 | 343 | 2872 | 2219 | 539.76 | 1409.73 | 13211.2 | 7744.31 | 22905 | 33449.31 | 0.68477
2017-03-16 | 11:00 | N | 3.18 | 3.1 | 5.37 | 2 | 10:00 | 196 | 315 | 2872 | 2219 | 623.28 | 976.5 | 15422.64 | 4438 | 21460.42 | 34153.41 | 0.62835
2017-03-16 | 12:00 | N | 3.46 | 3.05 | 6.15 | 2 | 11:00 | 226 | 326 | 2842 | 1635 | 781.96 | 994.3 | 17478.3 | 3270 | 22524.56 | 35005.56 | 0.64346
2017-03-16 | 13:00 | N | 3.05 | 3.1 | 7.11 | 2 | 12:00 | 222 | 319 | 2842 | 1635 | 677.1 | 988.9 | 20206.62 | 3270 | 25142.62 | 35462.27 | 0.709
2017-03-16 | 14:00 | N | 3.06 | 4.33 | 7.33 | 2 | 13:00 | 195 | 299 | 2842 | 1635 | 596.7 | 1294.67 | 20831.86 | 3270 | 25993.23 | 35613.02 | 0.72988
2017-03-16 | 15:00 | N | 3.01 | 3.1 | 7.68 | 0.99 | 14:00 | 205 | 237 | 2842 | 1635 | 617.05 | 734.7 | 21826.56 | 1618.65 | 24796.96 | 35747.29 | 0.69367
2017-03-16 | 16:00 | N | 3.01 | 2.75 | 7.34 | 0.99 | 15:00 | 212 | 213 | 2842 | 1380 | 638.12 | 585.75 | 20860.28 | 1366.2 | 23450.35 | 35963.59 | 0.65206
2017-03-16 | 17:00 | N | 3.5 | 4.11 | 10.52 | 0.99 | 16:00 | 191 | 237 | 2842 | 1380 | 668.5 | 974.07 | 29897.84 | 1366.2 | 32906.61 | 36215.08 | 0.90864
2017-03-16 | 18:00 | N | 3.5 | 3.58 | 8.51 | 0.99 | 17:00 | 218 | 258 | 2842 | 1380 | 763 | 923.64 | 24185.42 | 1366.2 | 27238.26 | 36367.41 | 0.74897
2017-03-16 | 19:00 | N | 5.06 | 6.5 | 9.24 | 0.99 | 18:00 | 240 | 365 | 2842 | 1380 | 1214.4 | 2372.5 | 26260.08 | 1366.2 | 31213.18 | 36192.87 | 0.86241
2017-03-16 | 20:00 | N | 4.13 | 5.5 | 10.27 | 0.99 | 19:00 | 320 | 214 | 2842 | 1426 | 1321.6 | 1177 | 29187.34 | 1411.74 | 33097.68 | 35872.54 | 0.92265
2017-03-16 | 21:00 | N | 3.5 | 4.11 | 10.51 | 0.99 | 20:00 | 322 | 178 | 2842 | 1426 | 1127 | 731.58 | 29869.42 | 1411.74 | 33139.74 | 36101.09 | 0.91797
2017-03-16 | 22:00 | N | 7.71 | 4.5 | 10 | 0.99 | 21:00 | 337 | 173 | 2842 | 1426 | 2598.27 | 778.5 | 28420 | 1411.74 | 33208.51 | 37077.79 | 0.89564
2017-03-16 | 23:00 | N | 30 | 9.43 | 17 | 0.3 | 22:00 | 394 | 194 | 2842 | 1426 | 11820 | 1829.42 | 48314 | 427.8 | 62391.22 | 36123.57 | 1.7272
2017-03-16 | 24:00 | N | 25 | 11.8 | 17 | 0.3 | 23:00 | 389 | 265 | 2985 | 1111 | 9725 | 3127 | 50745 | 333.3 | 63930.3 | 34235.21 | 1.8674
2017-03-17 | 1:00 | N | 15.26 | 5.5 | 13.42 | 0.3 | 24:00 | 362 | 243 | 2985 | 1111 | 5524.12 | 1336.5 | 40058.7 | 333.3 | 47252.62 | 31824.89 | 1.4848
2017-03-17 | 2:00 | N | 14 | 5.5 | 16.75 | 0.3 | 1:00 | 294 | 212 | 2985 | 1111 | 4116 | 1166 | 49998.75 | 333.3 | 55614.05 | 29866.18 | 1.8621
2017-03-17 | 3:00 | N | 14 | 5.11 | 16.75 | 0.99 | 2:00 | 236 | 179 | 2985 | 1111 | 3304 | 914.69 | 49998.75 | 1099.89 | 55317.33 | 28541.15 | 1.9382
2017-03-17 | 4:00 | N | 10 | 2.67 | 13.64 | 0.99 | 3:00 | 201 | 205 | 2985 | 1717 | 2010 | 547.35 | 40715.4 | 1699.83 | 44972.58 | 27688.85 | 1.6242
2017-03-17 | 5:00 | N | 14 | 6.52 | 12.44 | 0.99 | 4:00 | 185 | 205 | 2985 | 1717 | 2590 | 1336.6 | 37133.4 | 1699.83 | 42759.83 | 27268.88 | 1.5681
2017-03-17 | 6:00 | N | 50 | 18 | 17 | 0.99 | 5:00 | 207 | 283 | 2985 | 1717 | 10350 | 5094 | 50745 | 1699.83 | 67888.83 | 27458.92 | 2.4724
2017-03-17 | 7:00 | N | 11.45 | 12.31 | 12 | 10.2 | 6:00 | 327 | 438 | 2985 | 1717 | 3744.15 | 5391.78 | 35820 | 17513.4 | 62469.33 | 28817.08 | 2.1678
2017-03-17 | 8:00 | N | 8.46 | 7 | 8 | 7 | 7:00 | 249 | 556 | 2872 | 2219 | 2106.54 | 3892 | 22976 | 15533 | 44507.54 | 31049.25 | 1.4334
2017-03-17 | 9:00 | N | 4.06 | 4.5 | 6.59 | 6 | 8:00 | 256 | 306 | 2872 | 2219 | 1039.36 | 1377 | 18926.48 | 13314 | 34656.84 | 32694.47 | 1.06
2017-03-17 | 10:00 | N | 4.11 | 4.5 | 8 | 7.2 | 9:00 | 156 | 343 | 2872 | 2219 | 641.16 | 1543.5 | 22976 | 15976.8 | 41137.46 | 33326.46 | 1.2344
2017-03-17 | 11:00 | N | 3.5 | 4.5 | 8 | 3.88 | 10:00 | 196 | 315 | 2872 | 2219 | 686 | 1417.5 | 22976 | 8609.72 | 33689.22 | 34484.09 | 0.97695
2017-03-17 | 12:00 | N | 3.5 | 1.86 | 7.11 | 4.25 | 11:00 | 226 | 326 | 2842 | 1635 | 791 | 606.36 | 20206.62 | 6948.75 | 28552.73 | 35763.55 | 0.79838
2017-03-17 | 13:00 | N | 3.01 | 2.25 | 5.31 | 4.51 | 12:00 | 222 | 319 | 2842 | 1635 | 668.22 | 717.75 | 15091.02 | 7373.85 | 23850.84 | 36582.15 | 0.65198
2017-03-17 | 14:00 | N | 2.88 | 5.11 | 8.02 | 5.11 | 13:00 | 195 | 299 | 2842 | 1635 | 561.6 | 1527.89 | 22792.84 | 8354.85 | 33237.18 | 37105.43 | 0.89575
2017-03-17 | 15:00 | N | 2.73 | 7.1 | 11.5 | 1.12 | 14:00 | 205 | 237 | 2842 | 1635 | 559.65 | 1682.7 | 32683 | 1831.2 | 36756.55 | 37872.31 | 0.97054
2017-03-17 | 16:00 | N | 1 | 10 | 16.92 | 1 | 15:00 | 212 | 213 | 2842 | 1380 | 212 | 2130 | 48086.64 | 1380 | 51808.64 | 38387.86 | 1.3496
2017-03-17 | 17:00 | N | 2.66 | 11.22 | 19 | 1.12 | 16:00 | 191 | 237 | 2842 | 1380 | 508.06 | 2659.14 | 53998 | 1545.6 | 58710.8 | 38887.88 | 1.5097
2017-03-17 | 18:00 | N | 3.99 | 7.31 | 17.99 | 1.34 | 17:00 | 218 | 258 | 2842 | 1380 | 869.82 | 1885.98 | 51127.58 | 1849.2 | 55732.58 | 39246.19 | 1.4201
2017-03-17 | 19:00 | N | 4.37 | 6.55 | 13.96 | 1.37 | 18:00 | 240 | 365 | 2842 | 1380 | 1048.8 | 2390.75 | 39674.32 | 1890.6 | 45004.47 | 38993.37 | 1.1542
2017-03-17 | 20:00 | N | 4.9 | 8.07 | 15.42 | 1.38 | 19:00 | 320 | 214 | 2842 | 1426 | 1568 | 1726.98 | 43823.64 | 1967.88 | 49086.5 | 38293.27 | 1.2819
2017-03-17 | 21:00 | N | 3.5 | 3.1 | 10.31 | 1 | 20:00 | 322 | 178 | 2842 | 1426 | 1127 | 551.8 | 29301.02 | 1426 | 32405.82 | 37731.91 | 0.85884
2017-03-17 | 22:00 | N | 7.61 | 4.5 | 8.62 | 1.2 | 21:00 | 337 | 173 | 2842 | 1426 | 2564.57 | 778.5 | 24498.04 | 1711.2 | 29552.31 | 38031.85 | 0.77704
2017-03-17 | 23:00 | N | 24.88 | 10.11 | 10.11 | 0.45 | 22:00 | 394 | 194 | 2842 | 1426 | 9802.72 | 1961.34 | 28732.62 | 641.7 | 41138.38 | 36847.51 | 1.1164
2017-03-17 | 24:00 | N | 15.12 | 10.11 | 10.11 | 0.45 | 23:00 | 389 | 265 | 2985 | 1111 | 5881.68 | 2679.15 | 30178.35 | 499.95 | 39239.13 | 35045.92 | 1.1196
2017-03-18 | 1:00 | N | 6.74 | 2.4 | 3 | 0.45 | 24:00 | 362 | 243 | 2985 | 1111 | 2439.88 | 583.2 | 8955 | 499.95 | 12478.03 | 32828.03 | 0.3801
2017-03-18 | 2:00 | N | 5.95 | 2 | 2.75 | 0.45 | 1:00 | 294 | 212 | 2985 | 1111 | 1749.3 | 424 | 8208.75 | 499.95 | 10882 | 30662.45 | 0.3549
2017-03-18 | 3:00 | N | 5.57 | 2 | 2.75 | 1.22 | 2:00 | 236 | 179 | 2985 | 1111 | 1314.52 | 358 | 8208.75 | 1355.42 | 11236.69 | 29031.88 | 0.38705
2017-03-18 | 4:00 | N | 3.52 | 1.5 | 2.75 | 1.11 | 3:00 | 201 | 205 | 2985 | 1717 | 707.52 | 307.5 | 8208.75 | 1905.87 | 11129.64 | 27888.58 | 0.39908
2017-03-18 | 5:00 | N | 5.65 | 2.11 | 2.75 | 1.22 | 4:00 | 185 | 205 | 2985 | 1717 | 1045.25 | 432.55 | 8208.75 | 2094.74 | 11781.29 | 27177.56 | 0.43349
2017-03-18 | 6:00 | N | 12.5 | 3.86 | 2.91 | 1.22 | 5:00 | 207 | 283 | 2985 | 1717 | 2587.5 | 1092.38 | 8686.35 | 2094.74 | 14460.97 | 26907.35 | 0.53744
2017-03-18 | 7:00 | N | 8.32 | 8 | 6.75 | 6 | 6:00 | 327 | 438 | 2985 | 1717 | 2720.64 | 3504 | 20148.75 | 10302 | 36675.39 | 27188.37 | 1.3489
2017-03-18 | 8:00 | N | 4.11 | 3.35 | 3.35 | 4 | 7:00 | 249 | 556 | 2872 | 2219 | 1023.39 | 1862.6 | 9621.2 | 8876 | 21383.19 | 28183.13 | 0.75872
2017-03-18 | 9:00 | N | 3.5 | 2.85 | 4 | 4.6 | 8:00 | 256 | 306 | 2872 | 2219 | 896 | 872.1 | 11488 | 10207.4 | 23463.5 | 29257.51 | 0.80197
2017-03-18 | 10:00 | N | 3.5 | 5.3 | 6.3 | 5.5 | 9:00 | 156 | 343 | 2872 | 2219 | 546 | 1817.9 | 18093.6 | 12204.5 | 32662 | 30349 | 1.0762
2017-03-18 | 11:00 | N | 3.01 | 6.36 | 8.21 | 4 | 10:00 | 196 | 315 | 2872 | 2219 | 589.96 | 2003.4 | 23579.12 | 8876 | 35048.48 | 32178.01 | 1.0892
2017-03-18 | 12:00 | N | 3.47 | 6.44 | 8.49 | 2.34 | 11:00 | 226 | 326 | 2842 | 1635 | 784.22 | 2099.44 | 24128.58 | 3825.9 | 30838.14 | 33963.49 | 0.90798
2017-03-18 | 13:00 | N | 3.37 | 6.63 | 8.76 | 2.5 | 12:00 | 222 | 319 | 2842 | 1635 | 748.14 | 2114.97 | 24895.92 | 4087.5 | 31846.53 | 35394.64 | 0.89976
2017-03-18 | 14:00 | N | 2.72 | 13.83 | 15.28 | 7.43 | 13:00 | 195 | 299 | 2842 | 1635 | 530.4 | 4135.17 | 43425.76 | 12148.05 | 60239.38 | 36712.7 | 1.6408
2017-03-18 | 15:00 | N | 3.5 | 15.98 | 17.06 | 0.99 | 14:00 | 205 | 237 | 2842 | 1635 | 717.5 | 3787.26 | 48484.52 | 1618.65 | 54607.93 | 37890.14 | 1.4412
2017-03-18 | 16:00 | N | 3 | 19.33 | 21.4 | 0.99 | 15:00 | 212 | 213 | 2842 | 1380 | 636 | 4117.29 | 60818.8 | 1366.2 | 66938.29 | 39100.38 | 1.712
2017-03-18 | 17:00 | N | 2.91 | 16.31 | 19.96 | 1.02 | 16:00 | 191 | 237 | 2842 | 1380 | 555.81 | 3865.47 | 56726.32 | 1407.6 | 62555.2 | 40208.15 | 1.5558
2017-03-18 | 18:00 | N | 2.89 | 9.81 | 14.38 | 1.48 | 17:00 | 218 | 258 | 2842 | 1380 | 630.02 | 2530.98 | 40867.96 | 2042.4 | 46071.36 | 41016.55 | 1.1232
2017-03-18 | 19:00 | N | 3.5 | 7.72 | 9.73 | 1.3 | 18:00 | 240 | 365 | 2842 | 1380 | 840 | 2817.8 | 27652.66 | 1794 | 33104.46 | 41150.09 | 0.80448
2017-03-18 | 20:00 | N | 4.11 | 8.5 | 10.42 | 1.42 | 19:00 | 320 | 214 | 2842 | 1426 | 1315.2 | 1819 | 29613.64 | 2024.92 | 34772.76 | 40348.97 | 0.8618
2017-03-18 | 21:00 | N | 4.21 | 5.02 | 6.61 | 0.99 | 20:00 | 322 | 178 | 2842 | 1426 | 1355.62 | 893.56 | 18785.62 | 1411.74 | 22446.54 | 39340.19 | 0.57058
2017-03-18 | 22:00 | N | 6.38 | 3.64 | 4 | 0.99 | 21:00 | 337 | 173 | 2842 | 1426 | 2150.06 | 629.72 | 11368 | 1411.74 | 15559.52 | 39363.16 | 0.39528
2017-03-18 | 23:00 | N | 12.5 | 10.05 | 9.25 | 0.45 | 22:00 | 394 | 194 | 2842 | 1426 | 4925 | 1949.7 | 26288.5 | 641.7 | 33804.9 | 38017.41 | 0.8892
2017-03-18 | 24:00 | N | 11.81 | 10 | 7.63 | 0.45 | 23:00 | 389 | 265 | 2985 | 1111 | 4594.09 | 2650 | 22775.55 | 499.95 | 30519.59 | 36142.78 | 0.84442
2017-03-19 | 1:00 | N | 7.37 | 4.11 | 3 | 0.45 | 24:00 | 362 | 243 | 2985 | 1111 | 2667.94 | 998.73 | 8955 | 499.95 | 13121.62 | 33779.25 | 0.38845
2017-03-19 | 2:00 | N | 8 | 2.4 | 3 | 0.45 | 1:00 | 294 | 212 | 2985 | 1111 | 2352 | 508.8 | 8955 | 499.95 | 12315.75 | 31437.18 | 0.39176
2017-03-19 | 3:00 | N | 8 | 2.4 | 3 | 0.99 | 2:00 | 236 | 179 | 2985 | 1111 | 1888 | 429.6 | 8955 | 1099.89 | 12372.49 | 29589.57 | 0.41814
2017-03-19 | 4:00 | N | 6.53 | 2.4 | 2.89 | 0.99 | 3:00 | 201 | 205 | 2985 | 1717 | 1312.53 | 492 | 8626.65 | 1699.83 | 12131.01 | 28299.09 | 0.42867
2017-03-19 | 5:00 | N | 8 | 2.61 | 3 | 0.99 | 4:00 | 185 | 205 | 2985 | 1717 | 1480 | 535.05 | 8955 | 1699.83 | 12669.88 | 27448.31 | 0.46159
2017-03-19 | 6:00 | N | 16.86 | 8 | 3.11 | 0.99 | 5:00 | 207 | 283 | 2985 | 1717 | 3490.02 | 2264 | 9283.35 | 1699.83 | 16737.2 | 27077.2 | 0.61813
2017-03-19 | 7:00 | N | 12.5 | 10.11 | 4.01 | 10.11 | 6:00 | 327 | 438 | 2985 | 1717 | 4087.5 | 4428.18 | 11969.85 | 17358.87 | 37844.4 | 27178.49 | 1.3924
2017-03-19 | 8:00 | N | 8.11 | 4.5 | 4 | 5.5 | 7:00 | 249 | 556 | 2872 | 2219 | 2019.39 | 2502 | 11488 | 12204.5 | 28213.89 | 27707.87 | 1.0183
2017-03-19 | 9:00 | N | 3.98 | 4.5 | 4 | 5.5 | 8:00 | 256 | 306 | 2872 | 2219 | 1018.88 | 1377 | 11488 | 12204.5 | 26088.38 | 28298.71 | 0.92189
2017-03-19 | 10:00 | N | 3.5 | 4.11 | 4 | 5.99 | 9:00 | 156 | 343 | 2872 | 2219 | 546 | 1409.73 | 11488 | 13291.81 | 26735.54 | 29365.04 | 0.91045
2017-03-19 | 11:00 | N | 2.54 | 3.75 | 3.75 | 3.13 | 10:00 | 196 | 315 | 2872 | 2219 | 497.84 | 1181.25 | 10770 | 6945.47 | 19394.56 | 31287.19 | 0.61989
2017-03-19 | 12:00 | N | 3.01 | 2.42 | 3.62 | 2.5 | 11:00 | 226 | 326 | 2842 | 1635 | 680.26 | 788.92 | 10288.04 | 4087.5 | 15844.72 | 33163.99 | 0.47777
2017-03-19 | 13:00 | N | 2.11 | 2.4 | 4 | 2.5 | 12:00 | 222 | 319 | 2842 | 1635 | 468.42 | 765.6 | 11368 | 4087.5 | 16689.52 | 35022.17 | 0.47654
2017-03-19 | 14:00 | N | 2.11 | 2.4 | 4.42 | 3.66 | 13:00 | 195 | 299 | 2842 | 1635 | 411.45 | 717.6 | 12561.64 | 5984.1 | 19674.79 | 36819.48 | 0.53436
2017-03-19 | 15:00 | N | 2.11 | 5.36 | 8.36 | 0.99 | 14:00 | 205 | 237 | 2842 | 1635 | 432.55 | 1270.32 | 23759.12 | 1618.65 | 27080.64 | 38598.46 | 0.7016
2017-03-19 | 16:00 | N | 1.24 | 12.67 | 17.12 | 0.99 | 15:00 | 212 | 213 | 2842 | 1380 | 262.88 | 2698.71 | 48655.04 | 1366.2 | 52982.83 | 40108.44 | 1.321
2017-03-19 | 17:00 | N | 2.11 | 12.2 | 18.94 | 1.28 | 16:00 | 191 | 237 | 2842 | 1380 | 403.01 | 2891.4 | 53827.48 | 1766.4 | 58888.29 | 41395.81 | 1.4226
2017-03-19 | 18:00 | N | 2.46 | 7.02 | 11.63 | 1.42 | 17:00 | 218 | 258 | 2842 | 1380 | 536.28 | 1811.16 | 33052.46 | 1959.6 | 37359.5 | 42560.19 | 0.8778
2017-03-19 | 19:00 | N | 3.5 | 4.91 | 5.91 | 1.3 | 18:00 | 240 | 365 | 2842 | 1380 | 840 | 1792.15 | 16796.22 | 1794 | 21222.37 | 43097.05 | 0.49243
2017-03-19 | 20:00 | N | 3.5 | 4.75 | 5.02 | 0.99 | 19:00 | 320 | 214 | 2842 | 1426 | 1120 | 1016.5 | 14266.84 | 1411.74 | 17815.08 | 42546.17 | 0.41872
2017-03-19 | 21:00 | N | 3.5 | 2.4 | 4 | 0.99 | 20:00 | 322 | 178 | 2842 | 1426 | 1127 | 427.2 | 11368 | 1411.74 | 14333.94 | 41551.06 | 0.34497
2017-03-19 | 22:00 | N | 7.72 | 2.92 | 3.92 | 0.99 | 21:00 | 337 | 173 | 2842 | 1426 | 2601.64 | 505.16 | 11140.64 | 1411.74 | 15659.18 | 41906.61 | 0.37367
2017-03-19 | 23:00 | N | 30 | 8.75 | 6.18 | 0.45 | 22:00 | 394 | 194 | 2842 | 1426 | 11820 | 1697.5 | 17563.56 | 641.7 | 31722.76 | 40420.86 | 0.78481
2017-03-19 | 24:00 | N | 12.5 | 4.8 | 4 | 0.45 | 23:00 | 389 | 265 | 2985 | 1111 | 4862.5 | 1272 | 11940 | 499.95 | 18574.45 | 37527.53 | 0.49496
2017-03-20 | 1:00 | N | 10.03 | 4.72 | 4 | 0.45 | 24:00 | 362 | 243 | 2985 | 1111 | 3630.86 | 1146.96 | 11940 | 499.95 | 17217.77 | 34110.98 | 0.50476
2017-03-20 | 2:00 | N | 10.29 | 2.4 | 4 | 0.45 | 1:00 | 294 | 212 | 2985 | 1111 | 3025.26 | 508.8 | 11940 | 499.95 | 15974.01 | 31338.6 | 0.50972
2017-03-20 | 3:00 | N | 10.11 | 2.54 | 3.51 | 1.43 | 2:00 | 236 | 179 | 2985 | 1111 | 2385.96 | 454.66 | 10477.35 | 1588.73 | 14906.7 | 29632.57 | 0.50305
2017-03-20 | 4:00 | N | 8.18 | 2.4 | 3.51 | 1.25 | 3:00 | 201 | 205 | 2985 | 1717 | 1644.18 | 492 | 10477.35 | 2146.25 | 14759.78 | 28618.34 | 0.51575
2017-03-20 | 5:00 | N | 10.11 | 4.66 | 4 | 1.35 | 4:00 | 185 | 205 | 2985 | 1717 | 1870.35 | 955.3 | 11940 | 2317.95 | 17083.6 | 28117.88 | 0.60757
2017-03-20 | 6:00 | N | 23.66 | 18 | 4 | 1.35 | 5:00 | 207 | 283 | 2985 | 1717 | 4897.62 | 5094 | 11940 | 2317.95 | 24249.57 | 28458.62 | 0.8521
2017-03-20 | 7:00 | N | 12.14 | 13.61 | 7.61 | 6.86 | 6:00 | 327 | 438 | 2985 | 1717 | 3969.78 | 5961.18 | 22715.85 | 11778.62 | 44425.43 | 30269.27 | 1.4677
2017-03-20 | 8:00 | N | 5.84 | 6.51 | 7.11 | 6.51 | 7:00 | 249 | 556 | 2872 | 2219 | 1454.16 | 3619.56 | 20419.92 | 14445.69 | 39939.33 | 33555.88 | 1.1902
2017-03-20 | 9:00 | N | 3.5 | 3.2 | 4.82 | 3.2 | 8:00 | 256 | 306 | 2872 | 2219 | 896 | 979.2 | 13843.04 | 7100.8 | 22819.04 | 35068.61 | 0.6507
2017-03-20 | 10:00 | N | 3.46 | 4 | 5.98 | 4 | 9:00 | 156 | 343 | 2872 | 2219 | 539.76 | 1372 | 17174.56 | 8876 | 27962.32 | 35190.01 | 0.79461
2017-03-20 | 11:00 | N | 2.61 | 3.1 | 6.25 | 2.48 | 10:00 | 196 | 315 | 2872 | 2219 | 511.56 | 976.5 | 17950 | 5503.12 | 24941.18 | 36432.7 | 0.68458
2017-03-20 | 12:00 | N | 3.46 | 3.2 | 6.45 | 2.5 | 11:00 | 226 | 326 | 2842 | 1635 | 781.96 | 1043.2 | 18330.9 | 4087.5 | 24243.56 | 37961.55 | 0.63863
2017-03-20 | 13:00 | N | 3.39 | 5.88 | 6.88 | 6.28 | 12:00 | 222 | 319 | 2842 | 1635 | 752.58 | 1875.72 | 19552.96 | 10267.8 | 32449.06 | 39436.68 | 0.82281
2017-03-20 | 14:00 | N | 1 | 6.99 | 9.18 | 5.7 | 13:00 | 195 | 299 | 2842 | 1635 | 195 | 2090.01 | 26089.56 | 9319.5 | 37694.07 | 40996.46 | 0.91945
2017-03-20 | 15:00 | N | 1.78 | 11.34 | 14.84 | 2 | 14:00 | 205 | 237 | 2842 | 1635 | 364.9 | 2687.58 | 42175.28 | 3270 | 48497.76 | 42912.56 | 1.1302
2017-03-20 | 16:00 | N | 1.95 | 27.58 | 32.58 | 15 | 15:00 | 212 | 213 | 2842 | 1380 | 413.4 | 5874.54 | 92592.36 | 20700 | 119580.3 | 44525.45 | 2.6857
2017-03-20 | 17:00 | N | 2.23 | 28.53 | 33.91 | 15 | 16:00 | 191 | 237 | 2842 | 1380 | 425.93 | 6761.61 | 96372.22 | 20700 | 124259.76 | 45974.92 | 2.7028
2017-03-20 | 18:00 | N | 2.11 | 18.56 | 24.75 | 6.76 | 17:00 | 218 | 258 | 2842 | 1380 | 459.98 | 4788.48 | 70339.5 | 9328.8 | 84916.76 | 46944.68 | 1.8089
2017-03-20 | 19:00 | N | 3.5 | 10.06 | 12.33 | 1.35 | 18:00 | 240 | 365 | 2842 | 1380 | 840 | 3671.9 | 35041.86 | 1863 | 41416.76 | 47094.12 | 0.87945
2017-03-20 | 20:00 | N | 3.5 | 7.8 | 11.16 | 2 | 19:00 | 320 | 214 | 2842 | 1426 | 1120 | 1669.2 | 31716.72 | 2852 | 37357.92 | 46012.43 | 0.81191
2017-03-20 | 21:00 | N | 3.5 | 4.86 | 8.23 | 2 | 20:00 | 322 | 178 | 2842 | 1426 | 1127 | 865.08 | 23389.66 | 2852 | 28233.74 | 44392.9 | 0.636
2017-03-20 | 22:00 | N | 10.03 | 9.62 | 9.82 | 1.4 | 21:00 | 337 | 173 | 2842 | 1426 | 3380.11 | 1664.26 | 27908.44 | 1996.4 | 34949.21 | 44157.3 | 0.79147
2017-03-20 | 23:00 | N | 12.5 | 12.9 | 8 | 0.3 | 22:00 | 394 | 194 | 2842 | 1426 | 4925 | 2502.6 | 22736 | 427.8 | 30591.4 | 42027.75 | 0.72789
2017-03-20 | 24:00 | N | 10.11 | 8.94 | 6.86 | 0.3 | 23:00 | 389 | 265 | 2985 | 1111 | 3932.79 | 2369.1 | 20477.1 | 333.3 | 27112.29 | 38595.51 | 0.70247
2017-03-21 | 1:00 | N | 12 | 5 | 3 | 0.3 | 24:00 | 362 | 243 | 2985 | 1111 | 4344 | 1215 | 8955 | 333.3 | 14847.3 | 34745.29 | 0.42732
2017-03-21 | 2:00 | N | 12 | 2.98 | 3 | 0.3 | 1:00 | 294 | 212 | 2985 | 1111 | 3528 | 631.76 | 8955 | 333.3 | 13448.06 | 31976.2 | 0.42056
2017-03-21 | 3:00 | N | 12 | 3 | 3 | 0.99 | 2:00 | 236 | 179 | 2985 | 1111 | 2832 | 537 | 8955 | 1099.89 | 13423.89 | 30138.67 | 0.4454
2017-03-21 | 4:00 | N | 10.53 | 4 | 3 | 0.99 | 3:00 | 201 | 205 | 2985 | 1717 | 2116.53 | 820 | 8955 | 1699.83 | 13591.36 | 28955.59 | 0.46939
2017-03-21 | 5:00 | N | 12 | 5 | 3 | 0.99 | 4:00 | 185 | 205 | 2985 | 1717 | 2220 | 1025 | 8955 | 1699.83 | 13899.83 | 28268.49 | 0.49171
2017-03-21 | 6:00 | N | 27.33 | 23 | 4 | 0.99 | 5:00 | 207 | 283 | 2985 | 1717 | 5657.31 | 6509 | 11940 | 1699.83 | 25806.14 | 28414.64 | 0.9082
2017-03-21 | 7:00 | N | 11.05 | 13.52 | 6.58 | 10.15 | 6:00 | 327 | 438 | 2985 | 1717 | 3613.35 | 5921.76 | 19641.3 | 17427.55 | 46603.96 | 30074.42 | 1.5496
2017-03-21 | 8:00 | N | 5.7 | 6.31 | 6.63 | 6.31 | 7:00 | 249 | 556 | 2872 | 2219 | 1419.3 | 3508.36 | 19041.36 | 14001.89 | 37970.91 | 33345.25 | 1.1387
2017-03-21 | 9:00 | N | 3.5 | 7.64 | 7.61 | 10.7 | 8:00 | 256 | 306 | 2872 | 2219 | 896 | 2337.84 | 21855.92 | 23743.3 | 48833.06 | 34759.99 | 1.4049
2017-03-21 | 10:00 | N | 3.5 | 8.61 | 8 | 15.5 | 9:00 | 156 | 343 | 2872 | 2219 | 546 | 2953.23 | 22976 | 34394.5 | 60869.73 | 34692.82 | 1.7545
2017-03-21 | 11:00 | N | 3.46 | 10.97 | 11.42 | 10.97 | 10:00 | 196 | 315 | 2872 | 2219 | 678.16 | 3455.55 | 32798.24 | 24342.43 | 61274.38 | 35832.95 | 1.71
2017-03-21 | 12:00 | N | 3.5 | 5.01 | 8.21 | 7.76 | 11:00 | 226 | 326 | 2842 | 1635 | 791 | 1633.26 | 23332.82 | 12687.6 | 38444.68 | 37301.18 | 1.0307
2017-03-21 | 13:00 | N | 3 | 7.68 | 11.36 | 11.36 | 12:00 | 222 | 319 | 2842 | 1635 | 666 | 2449.92 | 32285.12 | 18573.6 | 53974.64 | 38758.85 | 1.3926
2017-03-21 | 14:00 | N | 2.61 | 11.76 | 18.38 | 22.55 | 13:00 | 195 | 299 | 2842 | 1635 | 508.95 | 3516.24 | 52235.96 | 36869.25 | 93130.4 | 40308.62 | 2.3104
2017-03-21 | 15:00 | N | 2.61 | 15.81 | 22.39 | 21.76 | 14:00 | 205 | 237 | 2842 | 1635 | 535.05 | 3746.97 | 63632.38 | 35577.6 | 103492 | 42183.86 | 2.4534
2017-03-21 | 16:00 | N | 2.31 | 30.65 | 39.29 | 37.15 | 15:00 | 212 | 213 | 2842 | 1380 | 489.72 | 6528.45 | 111662.18 | 51267 | 169947.35 | 44040.11 | 3.8589
2017-03-21 | 17:00 | N | 2.61 | 42.71 | 52.64 | 43.5 | 16:00 | 191 | 237 | 2842 | 1380 | 498.51 | 10122.27 | 149602.88 | 60030 | 220253.66 | 45694.36 | 4.8201
2017-03-21 | 18:00 | N | 2.31 | 19.42 | 28.78 | 8.62 | 17:00 | 218 | 258 | 2842 | 1380 | 503.58 | 5010.36 | 81792.76 | 11895.6 | 99202.3 | 46948.67 | 2.113
2017-03-21 | 19:00 | N | 3.16 | 10.94 | 14.9 | 2 | 18:00 | 240 | 365 | 2842 | 1380 | 758.4 | 3993.1 | 42345.8 | 2760 | 49857.3 | 47073.97 | 1.0591
2017-03-21 | 20:00 | N | 3.5 | 8.37 | 11.37 | 2 | 19:00 | 320 | 214 | 2842 | 1426 | 1120 | 1791.18 | 32313.54 | 2852 | 38076.72 | 46043.82 | 0.82697
2017-03-21 | 21:00 | N | 3.46 | 2.31 | 7.58 | 1.47 | 20:00 | 322 | 178 | 2842 | 1426 | 1114.12 | 411.18 | 21542.36 | 2096.22 | 25163.88 | 44453.5 | 0.56607
2017-03-21 | 22:00 | N | 7.72 | 6.31 | 7.86 | 1 | 21:00 | 337 | 173 | 2842 | 1426 | 2601.64 | 1091.63 | 22338.12 | 1426 | 27457.39 | 44365.95 | 0.61888
2017-03-21 | 23:00 | N | 12.5 | 11.39 | 7.32 | 0.45 | 22:00 | 394 | 194 | 2842 | 1426 | 4925 | 2209.66 | 20803.44 | 641.7 | 28579.8 | 42196.29 | 0.67731
2017-03-21 | 24:00 | N | 15 | 8.61 | 6.25 | 0.45 | 23:00 | 389 | 265 | 2985 | 1111 | 5835 | 2281.65 | 18656.25 | 499.95 | 27272.85 | 38778.71 | 0.70329
2017-03-22 | 1:00 | N | 12.5 | 2.01 | 2.5 | 0.45 | 24:00 | 362 | 243 | 2985 | 1111 | 4525 | 488.43 | 7462.5 | 499.95 | 12975.88 | 34875.76 | 0.37206
2017-03-22 | 2:00 | N | 10.11 | 2.01 | 2.5 | 0.45 | 1:00 | 294 | 212 | 2985 | 1111 | 2972.34 | 426.12 | 7462.5 | 499.95 | 11360.91 | 32136.21 | 0.35352
2017-03-22 | 3:00 | N | 8.5 | 2.01 | 2.5 | 1 | 2:00 | 236 | 179 | 2985 | 1111 | 2006 | 359.79 | 7462.5 | 1111 | 10939.29 | 30334.15 | 0.36063
2017-03-22 | 4:00 | N | 4.11 | 1.5 | 2.5 | 1 | 3:00 | 201 | 205 | 2985 | 1717 | 826.11 | 307.5 | 7462.5 | 1717 | 10313.11 | 29192.69 | 0.35328
2017-03-22 | 5:00 | N | 10.99 | 2.11 | 3 | 1 | 4:00 | 185 | 205 | 2985 | 1717 | 2033.15 | 432.55 | 8955 | 1717 | 13137.7 | 28633.24 | 0.45883
2017-03-22 | 6:00 | N | 22.82 | 5 | 3.01 | 1 | 5:00 | 207 | 283 | 2985 | 1717 | 4723.74 | 1415 | 8984.85 | 1717 | 16840.59 | 28801.07 | 0.58472
2017-03-22 | 7:00 | N | 12.5 | 5.63 | 5.71 | 5.5 | 6:00 | 327 | 438 | 2985 | 1717 | 4087.5 | 2465.94 | 17044.35 | 9443.5 | 33041.29 | 30479.79 | 1.084
2017-03-22 | 8:00 | N | 7.08 | 3.79 | 5.12 | 5.5 | 7:00 | 249 | 556 | 2872 | 2219 | 1762.92 | 2107.24 | 14704.64 | 12204.5 | 30779.3 | 33849.43 | 0.9093
2017-03-22 | 9:00 | N | 3.5 | 4.24 | 7.11 | 10.5 | 8:00 | 256 | 306 | 2872 | 2219 | 896 | 1297.44 | 20419.92 | 23299.5 | 45912.86 | 35294.77 | 1.3008
2017-03-22 | 10:00 | N | 3.5 | 8 | 12.17 | 11.96 | 9:00 | 156 | 343 | 2872 | 2219 | 546 | 2744 | 34952.24 | 26539.24 | 64781.48 | 35248.02 | 1.8379
2017-03-22 | 11:00 | N | 2.62 | 8.49 | 11.25 | 10.5 | 10:00 | 196 | 315 | 2872 | 2219 | 513.52 | 2674.35 | 32310 | 23299.5 | 58797.37 | 36404.21 | 1.6151
2017-03-22 | 12:00 | N | 3.01 | 7.7 | 10.95 | 10.5 | 11:00 | 226 | 326 | 2842 | 1635 | 680.26 | 2510.2 | 31119.9 | 17167.5 | 51477.86 | 37680.2 | 1.3662
2017-03-22 | 13:00 | N | 2.75 | 12.48 | 17.42 | 17.21 | 12:00 | 222 | 319 | 2842 | 1635 | 610.5 | 3981.12 | 49507.64 | 28138.35 | 82237.61 | 39116.44 | 2.1024
2017-03-22 | 14:00 | N | 3.5 | 12.75 | 20.07 | 19.86 | 13:00 | 195 | 299 | 2842 | 1635 | 682.5 | 3812.25 | 57038.94 | 32471.1 | 94004.79 | 40545.84 | 2.3185
2017-03-22 | 15:00 | N | 2.99 | 13.31 | 18.82 | 10 | 14:00 | 205 | 237 | 2842 | 1635 | 612.95 | 3154.47 | 53486.44 | 16350 | 73603.86 | 42263.44 | 1.7415
2017-03-22 | 16:00 | N | 2.31 | 27.1 | 36.53 | 4.42 | 15:00 | 212 | 213 | 2842 | 1380 | 489.72 | 5772.3 | 103818.26 | 6099.6 | 116179.88 | 43706.63 | 2.6582
2017-03-22 | 17:00 | N | 3.5 | 23.19 | 31.16 | 4.42 | 16:00 | 191 | 237 | 2842 | 1380 | 668.5 | 5496.03 | 88556.72 | 6099.6 | 100820.85 | 44976.62 | 2.2416
2017-03-22 | 18:00 | N | 3.27 | 4 | 12.36 | 2.62 | 17:00 | 218 | 258 | 2842 | 1380 | 712.86 | 1032 | 35127.12 | 3615.6 | 40487.58 | 46142.46 | 0.87745
2017-03-22 | 19:00 | N | 4.74 | 6 | 10.26 | 3.31 | 18:00 | 240 | 365 | 2842 | 1380 | 1137.6 | 2190 | 29158.92 | 4567.8 | 37054.32 | 46376.19 | 0.79899
2017-03-22 | 20:00 | N | 4.75 | 5 | 13.88 | 2.62 | 19:00 | 320 | 214 | 2842 | 1426 | 1520 | 1070 | 39446.96 | 3736.12 | 45773.08 | 45393.35 | 1.0084
2017-03-22 | 21:00 | N | 4.55 | 3.43 | 10 | 1.59 | 20:00 | 322 | 178 | 2842 | 1426 | 1465.1 | 610.54 | 28420 | 2267.34 | 32762.98 | 43968.6 | 0.74514
2017-03-22 | 22:00 | N | 7.93 | 4 | 7.9 | 1 | 21:00 | 337 | 173 | 2842 | 1426 | 2672.41 | 692 | 22451.8 | 1426 | 27242.21 | 44009.25 | 0.61901
2017-03-22 | 23:00 | N | 12.54 | 8.11 | 6.6 | 0.45 | 22:00 | 394 | 194 | 2842 | 1426 | 4940.76 | 1573.34 | 18757.2 | 641.7 | 25913 | 42170.36 | 0.61448
2017-03-22 | 24:00 | N | 17.46 | 10.11 | 7.29 | 0.45 | 23:00 | 389 | 265 | 2985 | 1111 | 6791.94 | 2679.15 | 21760.65 | 499.95 | 31731.69 | 38916.41 | 0.81538
2017-03-23 | 1:00 | N | 18 | 8.11 | 13.25 | 0.45 | 24:00 | 362 | 243 | 2985 | 1111 | 6516 | 1970.73 | 39551.25 | 499.95 | 48537.93 | 35091.34 | 1.3832
2017-03-23 | 2:00 | N | 15 | 5 | 13.25 | 0.45 | 1:00 | 294 | 212 | 2985 | 1111 | 4410 | 1060 | 39551.25 | 499.95 | 45521.2 | 32392.35 | 1.4053
2017-03-23 | 3:00 | N | 18 | 5.16 | 13.25 | 0.66 | 2:00 | 236 | 179 | 2985 | 1111 | 4248 | 923.64 | 39551.25 | 733.26 | 45456.15 | 30699.27 | 1.4807
2017-03-23 | 4:00 | N | 15 | 5 | 13.25 | 0.66 | 3:00 | 201 | 205 | 2985 | 1717 | 3015 | 1025 | 39551.25 | 1133.22 | 44724.47 | 29451.73 | 1.5186
2017-03-23 | 5:00 | N | 20.06 | 8.11 | 13.25 | 0.66 | 4:00 | 185 | 205 | 2985 | 1717 | 3711.1 | 1662.55 | 39551.25 | 1133.22 | 46058.12 | 28875.14 | 1.5951
2017-03-23 | 6:00 | N | 40.9 | 26.78 | 15 | 0.94 | 5:00 | 207 | 283 | 2985 | 1717 | 8466.3 | 7578.74 | 44775 | 1613.98 | 62434.02 | 29250.71 | 2.1344
2017-03-23 | 7:00 | N | 18.22 | 63.22 | 19 | 7.5 | 6:00 | 327 | 438 | 2985 | 1717 | 5957.94 | 27690.36 | 56715 | 12877.5 | 103240.8 | 31018.5 | 3.3284
2017-03-23 | 8:00 | N | 18.8 | 13.66 | 19 | 7.5 | 7:00 | 249 | 556 | 2872 | 2219 | 4681.2 | 7594.96 | 54568 | 16642.5 | 83486.66 | 34435.46 | 2.4244
2017-03-23 | 9:00 | N | 14.75 | 10.11 | 20 | 8.51 | 8:00 | 256 | 306 | 2872 | 2219 | 3776 | 3093.66 | 57440 | 18883.69 | 83193.35 | 35745.52 | 2.3274
2017-03-23 | 10:00 | N | 8.16 | 8.49 | 10 | 7.5 | 9:00 | 156 | 343 | 2872 | 2219 | 1272.96 | 2912.07 | 28720 | 16642.5 | 49547.53 | 35739.37 | 1.3864
2017-03-23 | 11:00 | N | 10.11 | 8.11 | 22 | 6.41 | 10:00 | 196 | 315 | 2872 | 2219 | 1981.56 | 2554.65 | 63184 | 14223.79 | 81944 | 36902.13 | 2.2206
2017-03-23 | 12:00 | N | 10.11 | 5.6 | 25 | 4 | 11:00 | 226 | 326 | 2842 | 1635 | 2284.86 | 1825.6 | 71050 | 6540 | 81700.46 | 38271.77 | 2.1347
2017-03-23 | 13:00 | N | 8.11 | 5.6 | 25 | 4 | 12:00 | 222 | 319 | 2842 | 1635 | 1800.42 | 1786.4 | 71050 | 6540 | 81176.82 | 39693.62 | 2.0451
2017-03-23 | 14:00 | N | 4 | 10.07 | 10.27 | 4 | 13:00 | 195 | 299 | 2842 | 1635 | 780 | 3010.93 | 29187.34 | 6540 | 39518.27 | 40997.33 | 0.96392
2017-03-23 | 15:00 | N | 7.09 | 11.96 | 12.96 | 0.99 | 14:00 | 205 | 237 | 2842 | 1635 | 1453.45 | 2834.52 | 36832.32 | 1618.65 | 42738.94 | 42579.81 | 1.0037
2017-03-23 | 16:00 | N | 8.11 | 16.85 | 25 | 1.61 | 15:00 | 212 | 213 | 2842 | 1380 | 1719.32 | 3589.05 | 71050 | 2221.8 | 78580.17 | 43735.35 | 1.7967
2017-03-23 | 17:00 | N | 7.24 | 16.51 | 25 | 1.45 | 16:00 | 191 | 237 | 2842 | 1380 | 1382.84 | 3912.87 | 71050 | 2001 | 78346.71 | 44586.59 | 1.7572
2017-03-23 | 18:00 | N | 5.73 | 9.81 | 17.2 | 1.45 | 17:00 | 218 | 258 | 2842 | 1380 | 1249.14 | 2530.98 | 48882.4 | 2001 | 54663.52 | 45270.27 | 1.2075
2017-03-23 | 19:00 | N | 5.59 | 6.28 | 11.52 | 1.45 | 18:00 | 240 | 365 | 2842 | 1380 | 1341.6 | 2292.2 | 32739.84 | 2001 | 38374.64 | 44866.61 | 0.85531
2017-03-23 | 20:00 | N | 7.39 | 6.78 | 12.34 | 0.99 | 19:00 | 320 | 214 | 2842 | 1426 | 2364.8 | 1450.92 | 35070.28 | 1411.74 | 40297.74 | 43347.33 | 0.92965
2017-03-23 | 21:00 | N | 6.75 | 3.98 | 8.98 | 0.97 | 20:00 | 322 | 178 | 2842 | 1426 | 2173.5 | 708.44 | 25521.16 | 1383.22 | 29786.32 | 42009.48 | 0.70904
2017-03-23 | 22:00 | N | 15 | 7.12 | 8 | 0.97 | 21:00 | 337 | 173 | 2842 | 1426 | 5055 | 1231.76 | 22736 | 1383.22 | 30405.98 | 42387.55 | 0.71733
2017-03-23 | 23:00 | N | 31.82 | 23.5 | 23 | 0.45 | 22:00 | 394 | 194 | 2842 | 1426 | 12537.08 | 4559 | 65366 | 641.7 | 83103.78 | 40843.75 | 2.0347
2017-03-23 | 24:00 | N | 30.69 | 22 | 20 | 0.45 | 23:00 | 389 | 265 | 2985 | 1111 | 11938.41 | 5830 | 59700 | 499.95 | 77968.36 | 37896.72 | 2.0574
2017-03-24 | 1:00 | N | 14 | 10 | 9.7 | 0.45 | 24:00 | 362 | 243 | 2985 | 1111 | 5068 | 2430 | 28954.5 | 499.95 | 36952.45 | 34429.18 | 1.0733
2017-03-24 | 2:00 | N | 14 | 9.47 | 13.25 | 0.45 | 1:00 | 294 | 212 | 2985 | 1111 | 4116 | 2007.64 | 39551.25 | 499.95 | 46174.84 | 31981.51 | 1.4438
2017-03-24 | 3:00 | N | 14 | 8.11 | 13.25 | 0.97 | 2:00 | 236 | 179 | 2985 | 1111 | 3304 | 1451.69 | 39551.25 | 1077.67 | 45384.61 | 30436.5 | 1.4911
2017-03-24 | 4:00 | N | 8.61 | 8 | 8 | 0.99 | 3:00 | 201 | 205 | 2985 | 1717 | 1730.61 | 1640 | 23880 | 1699.83 | 28950.44 | 29604.96 | 0.97789
2017-03-24 | 5:00 | N | 12 | 10 | 8.98 | 0.99 | 4:00 | 185 | 205 | 2985 | 1717 | 2220 | 2050 | 26805.3 | 1699.83 | 32775.13 | 29182.05 | 1.1231
2017-03-24 | 6:00 | N | 30 | 26.35 | 15 | 0.99 | 5:00 | 207 | 283 | 2985 | 1717 | 6210 | 7457.05 | 44775 | 1699.83 | 60141.88 | 29416.02 | 2.0445
2017-03-24 | 7:00 | N | 37.64 | 40 | 10.11 | 7.5 | 6:00 | 327 | 438 | 2985 | 1717 | 12308.28 | 17520 | 30178.35 | 12877.5 | 72884.13 | 31074.4 | 2.3455
2017-03-24 | 8:00 | N | 18 | 15 | 14 | 7.5 | 7:00 | 249 | 556 | 2872 | 2219 | 4482 | 8340 | 40208 | 16642.5 | 69672.5 | 34522.18 | 2.0182
2017-03-24 | 9:00 | N | 9.84 | 10 | 10.11 | 8.4 | 8:00 | 256 | 306 | 2872 | 2219 | 2519.04 | 3060 | 29035.92 | 18639.6 | 53254.56 | 36314.03 | 1.4665
2017-03-24 | 10:00 | N | 8.11 | 9.86 | 10.11 | 8.26 | 9:00 | 156 | 343 | 2872 | 2219 | 1265.16 | 3381.98 | 29035.92 | 18328.94 | 52012 | 36312.71 | 1.4323
2017-03-24 | 11:00 | N | 8.11 | 9.51 | 17 | 3.51 | 10:00 | 196 | 315 | 2872 | 2219 | 1589.56 | 2995.65 | 48824 | 7788.69 | 61197.9 | 37171.84 | 1.6464
2017-03-24 | 12:00 | N | 8.11 | 8.56 | 15 | 4 | 11:00 | 226 | 326 | 2842 | 1635 | 1832.86 | 2790.56 | 42630 | 6540 | 53793.42 | 38139.82 | 1.4104
2017-03-24 | 13:00 | N | 8.11 | 5.6 | 13.07 | 4 | 12:00 | 222 | 319 | 2842 | 1635 | 1800.42 | 1786.4 | 37144.94 | 6540 | 47271.76 | 38764.03 | 1.2195
2017-03-24 | 14:00 | N | 7.74 | 10.72 | 25 | 7.5 | 13:00 | 195 | 299 | 2842 | 1635 | 1509.3 | 3205.28 | 71050 | 12262.5 | 88027.08 | 39212.45 | 2.2449
2017-03-24 | 15:00 | N | 6.64 | 14.52 | 18.2 | 1.37 | 14:00 | 205 | 237 | 2842 | 1635 | 1361.2 | 3441.24 | 51724.4 | 2239.95 | 58766.79 | 39667.09 | 1.4815
2017-03-24 | 16:00 | N | 8.38 | 16.36 | 22.5 | 0.99 | 15:00 | 212 | 213 | 2842 | 1380 | 1776.56 | 3484.68 | 63945 | 1366.2 | 70572.44 | 40053.77 | 1.7619
2017-03-24 | 17:00 | N | 8.11 | 13.41 | 24.25 | 0.99 | 16:00 | 191 | 237 | 2842 | 1380 | 1549.01 | 3178.17 | 68918.5 | 1366.2 | 75011.88 | 40606.34 | 1.8473
2017-03-24 | 18:00 | N | 6.81 | 4 | 14.45 | 1.45 | 17:00 | 218 | 258 | 2842 | 1380 | 1484.58 | 1032 | 41066.9 | 2001 | 45584.48 | 41065.25 | 1.11
2017-03-24 | 19:00 | N | 7.11 | 6 | 12.03 | 0.99 | 18:00 | 240 | 365 | 2842 | 1380 | 1706.4 | 2190 | 34189.26 | 1366.2 | 39451.86 | 41034.96 | 0.96142
2017-03-24 | 20:00 | N | 8.11 | 5 | 12.4 | 1.15 | 19:00 | 320 | 214 | 2842 | 1426 | 2595.2 | 1070 | 35240.8 | 1639.9 | 40545.9 | 40269.77 | 1.0069
2017-03-24 | 21:00 | N | 18 | 3.51 | 10 | 1.42 | 20:00 | 322 | 178 | 2842 | 1426 | 5796 | 624.78 | 28420 | 2024.92 | 36865.7 | 39494.04 | 0.93345
2017-03-24 | 22:00 | N | 18 | 4 | 8 | 1.02 | 21:00 | 337 | 173 | 2842 | 1426 | 6066 | 692 | 22736 | 1454.52 | 30948.52 | 39810.72 | 0.77739
2017-03-24 | 23:00 | N | 22 | 8.6 | 8.8 | 0.5 | 22:00 | 394 | 194 | 2842 | 1426 | 8668 | 1668.4 | 25009.6 | 713 | 36059 | 38552.47 | 0.93532
2017-03-24 | 24:00 | N | 18 | 10 | 11.03 | 0.5 | 23:00 | 389 | 265 | 2985 | 1111 | 7002 | 2650 | 32924.55 | 555.5 | 43132.05 | 36386.66 | 1.1854
2017-03-25 | 1:00 | N | 9.54 | 2.8 | 3 | 0.45 | 24:00 | 362 | 243 | 2985 | 1111 | 3453.48 | 680.4 | 8955 | 499.95 | 13588.83 | 33722.78 | 0.40296
2017-03-25 | 2:00 | N | 5.01 | 2.7 | 3 | 0.45 | 1:00 | 294 | 212 | 2985 | 1111 | 1472.94 | 572.4 | 8955 | 499.95 | 11500.29 | 31313.27 | 0.36727
2017-03-25 | 3:00 | N | 4.84 | 2.8 | 3 | 1 | 2:00 | 236 | 179 | 2985 | 1111 | 1142.24 | 501.2 | 8955 | 1111 | 11709.44 | 29579.61 | 0.39586
2017-03-25 | 4:00 | N | 5.31 | 2.4 | 3 | 1 | 3:00 | 201 | 205 | 2985 | 1717 | 1067.31 | 492 | 8955 | 1717 | 12231.31 | 28597.26 | 0.42771
2017-03-25 | 5:00 | N | 5.85 | 2.8 | 3 | 1 | 4:00 | 185 | 205 | 2985 | 1717 | 1082.25 | 574 | 8955 | 1717 | 12328.25 | 28025.32 | 0.4399
2017-03-25 | 6:00 | N | 15.27 | 5 | 3.43 | 1 | 5:00 | 207 | 283 | 2985 | 1717 | 3160.89 | 1415 | 10238.55 | 1717 | 16531.44 | 27903.67 | 0.59245
2017-03-25 | 7:00 | N | 10 | 9.5 | 4.48 | 7.5 | 6:00 | 327 | 438 | 2985 | 1717 | 3270 | 4161 | 13372.8 | 12877.5 | 33681.3 | 28369.09 | 1.1873
2017-03-25 | 8:00 | N | 8.11 | 6 | 5 | 6 | 7:00 | 249 | 556 | 2872 | 2219 | 2019.39 | 3336 | 14360 | 13314 | 33029.39 | 29500.24 | 1.1196
2017-03-25 | 9:00 | N | 3.5 | 4.79 | 5 | 4.79 | 8:00 | 256 | 306 | 2872 | 2219 | 896 | 1465.74 | 14360 | 10629.01 | 27350.75 | 30651.93 | 0.8923
2017-03-25 | 10:00 | N | 3.5 | 6.94 | 6.94 | 7.07 | 9:00 | 156 | 343 | 2872 | 2219 | 546 | 2380.42 | 19931.68 | 15688.33 | 38546.43 | 31762.75 | 1.2136
2017-03-25 | 11:00 | N | 3.5 | 7.75 | 9.93 | 7.13 | 10:00 | 196 | 315 | 2872 | 2219 | 686 | 2441.25 | 28518.96 | 15821.47 | 47467.68 | 33163.49 | 1.4313
2017-03-25 | 12:00 | N | 3.46 | 7.5 | 10.29 | 7.5 | 11:00 | 226 | 326 | 2842 | 1635 | 781.96 | 2445 | 29244.18 | 12262.5 | 44733.64 | 34270.4 | 1.3053
2017-03-25 | 13:00 | N | 2.31 | 7.5 | 9.58 | 7.5 | 12:00 | 222 | 319 | 2842 | 1635 | 512.82 | 2392.5 | 27226.36 | 12262.5 | 42394.18 | 35141.39 | 1.2064
2017-03-25 | 14:00 | N | 2.11 | 12.23 | 18.39 | 11.53 | 13:00 | 195 | 299 | 2842 | 1635 | 411.45 | 3656.77 | 52264.38 | 18851.55 | 75184.15 | 35826.12 | 2.0986
2017-03-25 | 15:00 | N | 1.01 | 19.64 | 26.15 | 7.5 | 14:00 | 205 | 237 | 2842 | 1635 | 207.05 | 4654.68 | 74318.3 | 12262.5 | 91442.53 | 36668.93 | 2.4937
2017-03-25 | 16:00 | N | 2.15 | 27.61 | 38.43 | 7.5 | 15:00 | 212 | 213 | 2842 | 1380 | 455.8 | 5880.93 | 109218.06 | 10350 | 125904.79 | 37612.96 | 3.3474
2017-03-25 | 17:00 | N | 2.11 | 35.62 | 45.98 | 7.5 | 16:00 | 191 | 237 | 2842 | 1380 | 403.01 | 8441.94 | 130675.16 | 10350 | 149870.11 | 38610.66 | 3.8816
2017-03-25 | 18:00 | N | 2.11 | 28.02 | 35.68 | 7.5 | 17:00 | 218 | 258 | 2842 | 1380 | 459.98 | 7229.16 | 101402.56 | 10350 | 119441.7 | 39552.78 | 3.0198
2017-03-25 | 19:00 | N | 3.5 | 7.45 | 14.31 | 2 | 18:00 | 240 | 365 | 2842 | 1380 | 840 | 2719.25 | 40669.02 | 2760 | 46988.27 | 40018.38 | 1.1742
2017-03-25 | 20:00 | N | 3.5 | 6.11 | 13.31 | 1.66 | 19:00 | 320 | 214 | 2842 | 1426 | 1120 | 1307.54 | 37827.02 | 2367.16 | 42621.72 | 39383.65 | 1.0822
2017-03-25 | 21:00 | N | 8.11 | 3.59 | 9.59 | 1.65 | 20:00 | 322 | 178 | 2842 | 1426 | 2611.42 | 639.02 | 27254.78 | 2352.9 | 32858.12 | 38147.48 | 0.86134
2017-03-25 | 22:00 | N | 10.75 | 4 | 5.91 | 1.37 | 21:00 | 337 | 173 | 2842 | 1426 | 3622.75 | 692 | 16796.22 | 1953.62 | 23064.59 | 38027.28 | 0.60653
2017-03-25 | 23:00 | N | 18 | 5.12 | 5.32 | 0.5 | 22:00 | 394 | 194 | 2842 | 1426 | 7092 | 993.28 | 15119.44 | 713 | 23917.72 | 36567.81 | 0.65406
2017-03-25 | 24:00 | N | 18 | 4.26 | 5.38 | 0.5 | 23:00 | 389 | 265 | 2985 | 1111 | 7002 | 1128.9 | 16059.3 | 555.5 | 24745.7 | 34612.67 | 0.71493
2017-03-26 | 1:00 | N | 15 | 5 | 10 | 0.5 | 24:00 | 362 | 243 | 2985 | 1111 | 5430 | 1215 | 29850 | 555.5 | 37050.5 | 32280.16 | 1.1478
2017-03-26 | 2:00 | N | 12.06 | 3.39 | 10 | 0.5 | 1:00 | 294 | 212 | 2985 | 1111 | 3545.64 | 718.68 | 29850 | 555.5 | 34669.82 | 30262.79 | 1.1456
2017-03-26 | 3:00 | N | 10.13 | 4.11 | 10 | 1 | 2:00 | 236 | 179 | 2985 | 1111 | 2390.68 | 735.69 | 29850 | 1111 | 34087.37 | 28984.48 | 1.1761
2017-03-26 | 4:00 | N | 10.22 | 2.65 | 10 | 1 | 3:00 | 201 | 205 | 2985 | 1717 | 2054.22 | 543.25 | 29850 | 1717 | 34164.47 | 28061.58 | 1.2175
2017-03-26 | 5:00 | N | 12 | 5 | 10 | 1 | 4:00 | 185 | 205 | 2985 | 1717 | 2220 | 1025 | 29850 | 1717 | 34812 | 27645.11 | 1.2592
2017-03-26 | 6:00 | N | 20.13 | 15 | 7.25 | 1 | 5:00 | 207 | 283 | 2985 | 1717 | 4166.91 | 4245 | 21641.25 | 1717 | 31770.16 | 27396.82 | 1.1596
2017-03-26 | 7:00 | N | 14.49 | 25 | 10 | 20.5 | 6:00 | 327 | 438 | 2985 | 1717 | 4738.23 | 10950 | 29850 | 35198.5 | 80736.73 | 27692.27 | 2.9155
2017-03-26 | 8:00 | N | 8.9 | 8.11 | 8.11 | 8.11 | 7:00 | 249 | 556 | 2872 | 2219 | 2216.1 | 4509.16 | 23291.92 | 17996.09 | 48013.27 | 28328.67 | 1.6949
2017-03-26 | 9:00 | N | 4.11 | 7.11 | 7.11 | 7.5 | 8:00 | 256 | 306 | 2872 | 2219 | 1052.16 | 2175.66 | 20419.92 | 16642.5 | 40290.24 | 29076.2 | 1.3857
2017-03-26 | 10:00 | N | 3.82 | 7.5 | 7.5 | 7.5 | 9:00 | 156 | 343 | 2872 | 2219 | 595.92 | 2572.5 | 21540 | 16642.5 | 41350.92 | 30348.47 | 1.3625
2017-03-26 | 11:00 | N | 2.79 | 7.79 | 7.92 | 7.17 | 10:00 | 196 | 315 | 2872 | 2219 | 546.84 | 2453.85 | 22746.24 | 15910.23 | 41657.16 | 32272.06 | 1.2908
2017-03-26 | 12:00 | N | 3.01 | 7.49 | 8.11 | 6.87 | 11:00 | 226 | 326 | 2842 | 1635 | 680.26 | 2441.74 | 23048.62 | 11232.45 | 37403.07 | 33977.94 | 1.1008
2017-03-26 | 13:00 | N | 2.61 | 4.11 | 6.22 | 6.01 | 12:00 | 222 | 319 | 2842 | 1635 | 579.42 | 1311.09 | 17677.24 | 9826.35 | 29394.1 | 35714.77 | 0.82302
2017-03-26 | 14:00 | N | 2.11 | 5.68 | 7.06 | 6.85 | 13:00 | 195 | 299 | 2842 | 1635 | 411.45 | 1698.32 | 20064.52 | 11199.75 | 33374.04 | 37466.66 | 0.89077
2017-03-26 | 15:00 | N | 1 | 2.11 | 10.54 | 1 | 14:00 | 205 | 237 | 2842 | 1635 | 205 | 500.07 | 29954.68 | 1635 | 32294.75 | 39193.94 | 0.82397
2017-03-26 | 16:00 | N | 1.05 | 5.32 | 18.41 | 2 | 15:00 | 212 | 213 | 2842 | 1380 | 222.6 | 1133.16 | 52321.22 | 2760 | 56436.98 | 40653.12 | 1.3883
2017-03-26 | 17:00 | N | 1.7 | 14.41 | 28.1 | 2 | 16:00 | 191 | 237 | 2842 | 1380 | 324.7 | 3415.17 | 79860.2 | 2760 | 86360.07 | 41836.09 | 2.0642
2017-03-26 | 18:00 | N | 1.49 | 11.47 | 22.1 | 2 | 17:00 | 218 | 258 | 2842 | 1380 | 324.82 | 2959.26 | 62808.2 | 2760 | 68852.28 | 42429.9 | 1.6227
2017-03-26 | 19:00 | N | 3.5 | 6.58 | 12.58 | 2 | 18:00 | 240 | 365 | 2842 | 1380 | 840 | 2401.7 | 35752.36 | 2760 | 41754.06 | 42639.49 | 0.97923
2017-03-26 | 20:00 | N | 3.01 | 8.52 | 14.56 | 1 | 19:00 | 320 | 214 | 2842 | 1426 | 963.2 | 1823.28 | 41379.52 | 1426 | 45592 | 42098.54 | 1.083
2017-03-26 | 21:00 | N | 3.18 | 7.2 | 13.31 | 1.64 | 20:00 | 322 | 178 | 2842 | 1426 | 1023.96 | 1281.6 | 37827.02 | 2338.64 | 42471.22 | 41625.08 | 1.0203
2017-03-26 | 22:00 | N | 8.11 | 5.08 | 7.33 | 0.99 | 21:00 | 337 | 173 | 2842 | 1426 | 2733.07 | 878.84 | 20831.86 | 1411.74 | 25855.51 | 42213.26 | 0.6125
2017-03-26 | 23:00 | N | 30 | 6.88 | 7.14 | 0.6 | 22:00 | 394 | 194 | 2842 | 1426 | 11820 | 1334.72 | 20291.88 | 855.6 | 34302.2 | 40909.78 | 0.83848
2017-03-26 | 24:00 | N | 30 | 4.78 | 6.1 | 0.6 | 23:00 | 389 | 265 | 2985 | 1111 | 11670 | 1266.7 | 18208.5 | 666.6 | 31811.8 | 38205.23 | 0.83266
2017-03-27 | 1:00 | N | 10.11 | 5 | 12 | 0.82 | 24:00 | 362 | 243 | 2985 | 1111 | 3659.82 | 1215 | 35820 | 911.02 | 41605.84 | 34833.08 | 1.1944
2017-03-27 | 2:00 | N | 8 | 4.58 | 12 | 0.82 | 1:00 | 294 | 212 | 2985 | 1111 | 2352 | 970.96 | 35820 | 911.02 | 40053.98 | 32236.14 | 1.2425
2017-03-27 | 3:00 | N | 8.11 | 4.94 | 14 | 2 | 2:00 | 236 | 179 | 2985 | 1111 | 1913.96 | 884.26 | 41790 | 2222 | 46810.22 | 30622.64 | 1.5286
2017-03-27 | 4:00 | N | 8 | 4.11 | 12 | 2 | 3:00 | 201 | 205 | 2985 | 1717 | 1608 | 842.55 | 35820 | 3434 | 41704.55 | 29675.35 | 1.4054
2017-03-27 | 5:00 | N | 8.18 | 5 | 7.25 | 2 | 4:00 | 185 | 205 | 2985 | 1717 | 1513.3 | 1025 | 21641.25 | 3434 | 27613.55 | 29259.78 | 0.94374
2017-03-27 | 6:00 | N | 25 | 10.11 | 4.17 | 2 | 5:00 | 207 | 283 | 2985 | 1717 | 5175 | 2861.13 | 12447.45 | 3434 | 23917.58 | 29676.46 | 0.80594
2017-03-27 | 7:00 | N | 10.11 | 12 | 10 | 11.99 | 6:00 | 327 | 438 | 2985 | 1717 | 3305.97 | 5256 | 29850 | 20586.83 | 58998.8 | 31460.38 | 1.8753
2017-03-27 | 8:00 | N | 10 | 8.8 | 10.71 | 12 | 7:00 | 249 | 556 | 2872 | 2219 | 2490 | 4892.8 | 30759.12 | 26628 | 64769.92 | 34798.62 | 1.8613
2017-03-27 | 9:00 | N | 3.5 | 4.15 | 10 | 13 | 8:00 | 256 | 306 | 2872 | 2219 | 896 | 1269.9 | 28720 | 28847 | 59732.9 | 36112.53 | 1.6541
2017-03-27 | 10:00 | N | 3.46 | 5.56 | 10.15 | 15 | 9:00 | 156 | 343 | 2872 | 2219 | 539.76 | 1907.08 | 29150.8 | 33285 | 64882.64 | 36030.47 | 1.8008
2017-03-27 | 11:00 | N | 2.31 | 6.25 | 11.4 | 10.95 | 10:00 | 196 | 315 | 2872 | 2219 | 452.76 | 1968.75 | 32740.8 | 24298.05 | 59460.36 | 37144.55 | 1.6008
2017-03-27 | 12:00 | N | 2.11 | 4.95 | 11.93 | 11.41 | 11:00 | 226 | 326 | 2842 | 1635 | 476.86 | 1613.7 | 33905.06 | 18655.35 | 54650.97 | 38509.21 | 1.4192
2017-03-27 | 13:00 | N | 2.11 | 7.28 | 15.51 | 15 | 12:00 | 222 | 319 | 2842 | 1635 | 468.42 | 2322.32 | 44079.42 | 24525 | 71395.16 | 39835.97 | 1.7922
2017-03-27 | 14:00 | N | 1.39 | 14.93 | 20.79 | 19.9 | 13:00 | 195 | 299 | 2842 | 1635 | 271.05 | 4464.07 | 59085.18 | 32536.5 | 96356.8 | 41089.78 | 2.345
2017-03-27 | 15:00 | N | 1.43 | 25.65 | 32.71 | 17.13 | 14:00 | 205 | 237 | 2842 | 1635 | 293.15 | 6079.05 | 92961.82 | 28007.55 | 127341.57 | 42546.2 | 2.993
2017-03-27 | 16:00 | N | 1.52 | 28.28 | 37.46 | 20.04 | 15:00 | 212 | 213 | 2842 | 1380 | 322.24 | 6023.64 | 106461.32 | 27655.2 | 140462.4 | 43780.75 | 3.2083
2017-03-27 | 17:00 | N | 1.83 | 41.27 | 51.92 | 32.81 | 16:00 | 191 | 237 | 2842 | 1380 | 349.53 | 9780.99 | 147556.64 | 45277.8 | 202964.96 | 44851.43 | 4.5253
2017-03-27 | 18:00 | N | 2.11 | 22.32 | 30.77 | 15 | 17:00 | 218 | 258 | 2842 | 1380 | 459.98 | 5758.56 | 87448.34 | 20700 | 114366.88 | 45875.58 | 2.493
2017-03-27 | 19:00 | N | 3 | 9.06 | 17.43 | 5.03 | 18:00 | 240 | 365 | 2842 | 1380 | 720 | 3306.9 | 49536.06 | 6941.4 | 60504.36 | 46172.18 | 1.3104
2017-03-27 | 20:00 | N | 3.5 | 7.55 | 15.15 | 5.19 | 19:00 | 320 | 214 | 2842 | 1426 | 1120 | 1615.7 | 43056.3 | 7400.94 | 53192.94 | 45423.33 | 1.171
2017-03-27 | 21:00 | N | 3.5 | 3.84 | 10.88 | 3.83 | 20:00 | 322 | 178 | 2842 | 1426 | 1127 | 683.52 | 30920.96 | 5461.58 | 38193.06 | 44341.71 | 0.86133
2017-03-27 | 22:00 | N | 8.11 | 3.33 | 10 | 2.55 | 21:00 | 337 | 173 | 2842 | 1426 | 2733.07 | 576.09 | 28420 | 3636.3 | 35365.46 | 44471.89 | 0.79523
2017-03-27 | 23:00 | N | 16.74 | 7.95 | 8.15 | 0.82 | 22:00 | 394 | 194 | 2842 | 1426 | 6595.56 | 1542.3 | 23162.3 | 1169.32 | 32469.48 | 42468.86 | 0.76455
2017-03-27 | 24:00 | N | 22 | 5.34 | 5.54 | 0.82 | 23:00 | 389 | 265 | 2985 | 1111 | 8558 | 1415.1 | 16536.9 | 911.02 | 27421.02 | 39027.98 | 0.7026
2017-03-28 | 1:00 | N | 8.61 | 5 | 7.25 | 0.82 | 24:00 | 362 | 243 | 2985 | 1111 | 3116.82 | 1215 | 21641.25 | 911.02 | 26884.09 | 35421.53 | 0.75898
2017-03-28 | 2:00 | N | 8.11 | 4 | 7.25 | 0.82 | 1:00 | 294 | 212 | 2985 | 1111 | 2384.34 | 848 | 21641.25 | 911.02 | 25784.61 | 32739.98 | 0.78756
2017-03-28 | 3:00 | N | 8 | 2.11 | 7.25 | 1.77 | 2:00 | 236 | 179 | 2985 | 1111 | 1888 | 377.69 | 21641.25 | 1966.47 | 25873.41 | 31151.85 | 0.83056
2017-03-28 | 4:00 | N | 8 | 2.4 | 7.25 | 1.7 | 3:00 | 201 | 205 | 2985 | 1717 | 1608 | 492 | 21641.25 | 2918.9 | 26660.15 | 30308.4 | 0.87963
2017-03-28 | 5:00 | N | 8 | 5 | 7.25 | 1.75 | 4:00 | 185 | 205 | 2985 | 1717 | 1480 | 1025 | 21641.25 | 3004.75 | 27151 | 29916.27 | 0.90757
2017-03-28 | 6:00 | N | 20.88 | 12 | 7.25 | 1.73 | 5:00 | 207 | 283 | 2985 | 1717 | 4322.16 | 3396 | 21641.25 | 2970.41 | 32329.82 | 30231.09 | 1.0694
2017-03-28 | 7:00 | N | 14.61 | 14.71 | 10.49 | 10.27 | 6:00 | 327 | 438 | 2985 | 1717 | 4777.47 | 6442.98 | 31312.65 | 17633.59 | 60166.69 | 32042.98 | 1.8777
2017-03-28 | 8:00 | N | 8.05 | 9.79 | 10 | 9.79 | 7:00 | 249 | 556 | 2872 | 2219 | 2004.45 | 5443.24 | 28720 | 21724.01 | 57891.7 | 35546.77 | 1.6286
2017-03-28 | 9:00 | N | 3.51 | 9.25 | 9.46 | 9.25 | 8:00 | 256 | 306 | 2872 | 2219 | 898.56 | 2830.5 | 27169.12 | 20525.75 | 51423.93 | 36878.62 | 1.3944
2017-03-28 | 10:00 | N | 3.5 | 10.08 | 10 | 9.79 | 9:00 | 156 | 343 | 2872 | 2219 | 546 | 3457.44 | 28720 | 21724.01 | 54447.45 | 36979.42 | 1.4724
2017-03-28 | 11:00 | N | 3.5 | 9.57 | 9.7 | 9.25 | 10:00 | 196 | 315 | 2872 | 2219 | 686 | 3014.55 | 27858.4 | 20525.75 | 52084.7 | 38132.78 | 1.3659
2017-03-28 | 12:00 | N | 3.5 | 8.11 | 9.7 | 9.49 | 11:00 | 226 | 326 | 2842 | 1635 | 791 | 2643.86 | 27567.4 | 15516.15 | 46518.41 | 39665.89 | 1.1728
2017-03-28 | 13:00 | N | 3.48 | 12.24 | 14.45 | 14.24 | 12:00 | 222 | 319 | 2842 | 1635 | 772.56 | 3904.56 | 41066.9 | 23282.4 | 69026.42 | 41113.33 | 1.6789
2017-03-28 | 14:00 | N | 2.11 | 10.59 | 12.8 | 12.59 | 13:00 | 195 | 299 | 2842 | 1635 | 411.45 | 3166.41 | 36377.6 | 20584.65 | 60540.11 | 42326.07 | 1.4303
2017-03-28 | 15:00 | N | 2.11 | 7.38 | 12.38 | 5.94 | 14:00 | 205 | 237 | 2842 | 1635 | 432.55 | 1749.06 | 35183.96 | 9711.9 | 47077.47 | 43590.82 | 1.08
2017-03-28 | 16:00 | N | 1 | 7.86 | 19.16 | 6 | 15:00 | 212 | 213 | 2842 | 1380 | 212 | 1674.18 | 54452.72 | 8280 | 64618.9 | 44572.26 | 1.4498
2017-03-28 | 17:00 | N | 2.11 | 9.27 | 22.53 | 6 | 16:00 | 191 | 237 | 2842 | 1380 | 403.01 | 2196.99 | 64030.26 | 8280 | 74910.26 | 45110.76 | 1.6606
2017-03-28 | 18:00 | N | 2.11 | 4.78 | 11.81 | 3.28 | 17:00 | 218 | 258 | 2842 | 1380 | 459.98 | 1233.24 | 33564.02 | 4526.4 | 39783.64 | 45428.87 | 0.87573
2017-03-28 | 19:00 | N | 2.61 | 4.98 | 10.91 | 2.91 | 18:00 | 240 | 365 | 2842 | 1380 | 626.4 | 1817.7 | 31006.22 | 4015.8 | 37466.12 | 45093.99 | 0.83085
2017-03-28 | 20:00 | N | 3.5 | 11.13 | 17.02 | 5.31 | 19:00 | 320 | 214 | 2842 | 1426 | 1120 | 2381.82 | 48370.84 | 7572.06 | 59444.72 | 44141.81 | 1.3467
2017-03-28 | 21:00 | N | 3.5 | 6.15 | 12.92 | 4.22 | 20:00 | 322 | 178 | 2842 | 1426 | 1127 | 1094.7 | 36718.64 | 6017.72 | 44958.06 | 43824.52 | 1.0259
2017-03-28 | 22:00 | N | 4.92 | 3.75 | 9.75 | 2 | 21:00 | 337 | 173 | 2842 | 1426 | 1658.04 | 648.75 | 27709.5 | 2852 | 32868.29 | 44416.75 | 0.74
2017-03-28 | 23:00 | N | 18.86 | 17.5 | 13 | 0.82 | 22:00 | 394 | 194 | 2842 | 1426 | 7430.84 | 3395 | 36946 | 1169.32 | 48941.16 | 42916.34 | 1.1404
2017-03-28 | 24:00 | N | 11.14 | 11.6 | 11.8 | 0.82 | 23:00 | 389 | 265 | 2985 | 1111 | 4333.46 | 3074 | 35223 | 911.02 | 43541.48 | 39920.24 | 1.0907
2017-03-29 | 1:00 | N | 5.9 | 5 | 9.45 | 0.97 | 24:00 | 362 | 243 | 2985 | 1111 | 2135.8 | 1215 | 28208.25 | 1077.67 | 32636.72 | 36503.13 | 0.89408
2017-03-29 | 2:00 | N | 3.5 | 4.11 | 7.25 | 0.97 | 1:00 | 294 | 212 | 2985 | 1111 | 1029 | 871.32 | 21641.25 | 1077.67 | 24619.24 | 33987.16 | 0.72437
2017-03-29 | 3:00 | N | 3.5 | 2.61 | 4.25 | 1.32 | 2:00 | 236 | 179 | 2985 | 1111 | 826 | 467.19 | 12686.25 | 1466.52 | 15445.96 | 32430.69 | 0.47628
2017-03-29 | 4:00 | N | 3.14 | 2.11 | 4 | 1.42 | 3:00 | 201 | 205 | 2985 | 1717 | 631.14 | 432.55 | 11940 | 2438.14 | 15441.83 | 30765.88 | 0.50191
2017-03-29 | 5:00 | N | 5.29 | 5 | 5 | 1.02 | 4:00 | 185 | 205 | 2985 | 1717 | 978.65 | 1025 | 14925 | 1751.34 | 18679.99 | 29547.1 | 0.63221
2017-03-29 | 6:00 | N | 8.67 | 11.04 | 7.04 | 1.53 | 5:00 | 207 | 283 | 2985 | 1717 | 1794.69 | 3124.32 | 21014.4 | 2627.01 | 28560.42 | 29663.79 | 0.9628
2017-03-29 | 7:00 | N | 8.69 | 14 | 12.09 | 12 | 6:00 | 327 | 438 | 2985 | 1717 | 2841.63 | 6132 | 36088.65 | 20604 | 65666.28 | 31104.83 | 2.1111
2017-03-29 | 8:00 | N | 10 | 11.74 | 11.6 | 12 | 7:00 | 249 | 556 | 2872 | 2219 | 2490 | 6527.44 | 33315.2 | 26628 | 68960.64 | 34265.72 | 2.0125
2017-03-29 | 9:00 | N | 3.98 | 8.31 | 10 | 12.5 | 8:00 | 256 | 306 | 2872 | 2219 | 1018.88 | 2542.86 | 28720 | 27737.5 | 60019.24 | 35701.81 | 1.6811
2017-03-29 | 10:00 | N | 3.98 | 11.8 | 12 | 12 | 9:00 | 156 | 343 | 2872 | 2219 | 620.88 | 4047.4 | 34464 | 26628 | 65760.28 | 35797.23 | 1.837
2017-03-29 | 11:00 | N | 3.5 | 8.61 | 10.11 | 8.61 | 10:00 | 196 | 315 | 2872 | 2219 | 686 | 2712.15 | 29035.92 | 19105.59 | 51539.66 | 36571.9 | 1.4093
2017-03-29 | 12:00 | N | 4.34 | 5.25 | 11.33 | 10.88 | 11:00 | 226 | 326 | 2842 | 1635 | 980.84 | 1711.5 | 32199.86 | 17788.8 | 52681 | 37591.78 | 1.4014
2017-03-29 | 13:00 | N | 3.5 | 5.54 | 8.54 | 8.33 | 12:00 | 222 | 319 | 2842 | 1635 | 777 | 1767.26 | 24270.68 | 13619.55 | 40434.49 | 38344.72 | 1.0545
2017-03-29 | 14:00 | N | 3.5 | 11.29 | 13.31 | 13.31 | 13:00 | 195 | 299 | 2842 | 1635 | 682.5 | 3375.71 | 37827.02 | 21761.85 | 63647.08 | 39201.54 | 1.6236
2017-03-29 | 15:00 | N | 2.66 | 11.27 | 15.21 | 4.01 | 14:00 | 205 | 237 | 2842 | 1635 | 545.3 | 2670.99 | 43226.82 | 6556.35 | 52999.46 | 40350.68 | 1.3135
2017-03-29 | 16:00 | N | 2.11 | 13.26 | 20.46 | 3.82 | 15:00 | 212 | 213 | 2842 | 1380 | 447.32 | 2824.38 | 58147.32 | 5271.6 | 66690.62 | 41399.51 | 1.6109
2017-03-29 | 17:00 | N | 3.5 | 15.67 | 24.91 | 3.73 | 16:00 | 191 | 237 | 2842 | 1380 | 668.5 | 3713.79 | 70794.22 | 5147.4 | 80323.91 | 42465.03 | 1.8915
2017-03-29 | 18:00 | N | 4.13 | 7.19 | 12 | 4.41 | 17:00 | 218 | 258 | 2842 | 1380 | 900.34 | 1855.02 | 34104 | 6085.8 | 42945.16 | 43662.3 | 0.98358
2017-03-29 | 19:00 | N | 4.11 | 5.17 | 9.61 | 3.34 | 18:00 | 240 | 365 | 2842 | 1380 | 986.4 | 1887.05 | 27311.62 | 4609.2 | 34794.27 | 44013.84 | 0.79053
2017-03-29 | 20:00 | N | 6.16 | 7.3 | 12 | 6.3 | 19:00 | 320 | 214 | 2842 | 1426 | 1971.2 | 1562.2 | 34104 | 8983.8 | 46621.2 | 43253.42 | 1.0779
2017-03-29 | 21:00 | N | 7.83 | 4.61 | 13.18 | 2 | 20:00 | 322 | 178 | 2842 | 1426 | 2521.26 | 820.58 | 37457.56 | 2852 | 43651.4 | 41920.89 | 1.0413
2017-03-29 | 22:00 | N | 8 | 4 | 10.19 | 2 | 21:00 | 337 | 173 | 2842 | 1426 | 2696 | 692 | 28959.98 | 2852 | 35199.98 | 41824.16 | 0.84162
2017-03-29 | 23:00 | N | 9.74 | 12.8 | 13 | 0.97 | 22:00 | 394 | 194 | 2842 | 1426 | 3837.56 | 2483.2 | 36946 | 1383.22 | 44649.98 | 39891.48 | 1.1193
2017-03-29 | 24:00 | N | 8.27 | 10.79 | 11 | 0.97 | 23:00 | 389 | 265 | 2985 | 1111 | 3217.03 | 2859.35 | 32835 | 1077.67 | 39989.05 | 36488.03 | 1.0959
2017-03-30 | 1:00 | N | 5.98 | 5.87 | 7.25 | 0.66 | 24:00 | 362 | 243 | 2985 | 1111 | 2164.76 | 1426.41 | 21641.25 | 733.26 | 25965.68 | 32903.27 | 0.78915
2017-03-30 | 2:00 | N | 4.24 | 5 | 7 | 0.66 | 1:00 | 294 | 212 | 2985 | 1111 | 1246.56 | 1060 | 20895 | 733.26 | 23934.82 | 30272.08 | 0.79066
2017-03-30 | 3:00 | N | 3.5 | 3.21 | 7 | 0.99 | 2:00 | 236 | 179 | 2985 | 1111 | 826 | 574.59 | 20895 | 1099.89 | 23395.48 | 28812.66 | 0.81199
2017-03-30 | 4:00 | N | 3.5 | 2.65 | 7 | 0.99 | 3:00 | 201 | 205 | 2985 | 1717 | 703.5 | 543.25 | 20895 | 1699.83 | 23841.58 | 27901.57 | 0.85449
2017-03-30 | 5:00 | N | 4.11 | 5 | 6.5 | 0.99 | 4:00 | 185 | 205 | 2985 | 1717 | 760.35 | 1025 | 19402.5 | 1699.83 | 22887.68 | 27363.76 | 0.83642
2017-03-30 | 6:00 | N | 8.67 | 25 | 7.25 | 0.99 | 5:00 | 207 | 283 | 2985 | 1717 | 1794.69 | 7075 | 21641.25 | 1699.83 | 32210.77 | 27681.56 | 1.1636
2017-03-30 | 7:00 | N | 25 | 40 | 8.09 | 40 | 6:00 | 327 | 438 | 2985 | 1717 | 8175 | 17520 | 24148.65 | 68680 | 118523.65 | 29414.73 | 4.0294
2017-03-30 | 8:00 | N | 10 | 9.65 | 7.96 | 12 | 7:00 | 249 | 556 | 2872 | 2219 | 2490 | 5365.4 | 22861.12 | 26628 | 57344.52 | 32787.79 | 1.749
2017-03-30 | 9:00 | N | 3.98 | 7.42 | 7 | 12 | 8:00 | 256 | 306 | 2872 | 2219 | 1018.88 | 2270.52 | 20104 | 26628 | 50021.4 | 33968.52 | 1.4726
2017-03-30 | 10:00 | N | 2.41 | 3.58 | 3.5 | 12 | 9:00 | 156 | 343 | 2872 | 2219 | 375.96 | 1227.94 | 10052 | 26628 | 38283.9 | 33841.34 | 1.1313
2017-03-30 | 11:00 | N | 4.05 | 7.07 | 7 | 10.15 | 10:00 | 196 | 315 | 2872 | 2219 | 793.8 | 2227.05 | 20104 | 22522.85 | 45647.7 | 34383.14 | 1.3276
2017-03-30 | 12:00 | N | 6.46 | 8.11 | 10.71 | 12 | 11:00 | 226 | 326 | 2842 | 1635 | 1459.96 | 2643.86 | 30437.82 | 19620 | 54161.64 | 35017.27 | 1.5467
2017-03-30 | 13:00 | N | 3.98 | 10.98 | 11.22 | 11.01 | 12:00 | 222 | 319 | 2842 | 1635 | 883.56 | 3502.62 | 31887.24 | 18001.35 | 54274.77 | 35548.02 | 1.5268
2017-03-30 | 14:00 | N | 2 | 3.91 | 6.12 | 5.91 | 13:00 | 195 | 299 | 2842 | 1635 | 390 | 1169.09 | 17393.04 | 9662.85 | 28614.98 | 36114.5 | 0.79234
2017-03-30 | 15:00 | N | 1 | 3.91 | 7.1 | 2.46 | 14:00 | 205 | 237 | 2842 | 1635 | 205 | 926.67 | 20178.2 | 4022.1 | 25331.97 | 37035.62 | 0.68399
2017-03-30 | 16:00 | N | 1 | 3.62 | 12.03 | 2 | 15:00 | 212 | 213 | 2842 | 1380 | 212 | 771.06 | 34189.26 | 2760 | 37932.32 | 38046.42 | 0.997
2017-03-30 | 17:00 | N | 2.11 | 7.01 | 20 | 3.4 | 16:00 | 191 | 237 | 2842 | 1380 | 403.01 | 1661.37 | 56840 | 4692 | 63596.38 | 39068.72 | 1.6278
2017-03-30 | 18:00 | N | 2.11 | 7.05 | 16.01 | 4.03 | 17:00 | 218 | 258 | 2842 | 1380 | 459.98 | 1818.9 | 45500.42 | 5561.4 | 53340.7 | 40232.83 | 1.3258
2017-03-30 | 19:00 | N | 3.5 | 7.59 | 10.5 | 4.82 | 18:00 | 240 | 365 | 2842 | 1380 | 840 | 2770.35 | 29841 | 6651.6 | 40102.95 | 40747.61 | 0.98418
2017-03-30 | 20:00 | N | 3.5 | 8.78 | 12.88 | 4.82 | 19:00 | 320 | 214 | 2842 | 1426 | 1120 | 1878.92 | 36604.96 | 6873.32 | 46477.2 | 40403.83 | 1.1503
2017-03-30 | 21:00 | N | 3.78 | 4.99 | 11.01 | 4.37 | 20:00 | 322 | 178 | 2842 | 1426 | 1217.16 | 888.22 | 31290.42 | 6231.62 | 39627.42 | 39449.02 | 1.0045
2017-03-30 | 22:00 | N | 5.11 | 2.71 | 3.5 | 2 | 21:00 | 337 | 173 | 2842 | 1426 | 1722.07 | 468.83 | 9947 | 2852 | 14989.9 | 39746.09 | 0.37714
2017-03-30 | 23:00 | N | 9.89 | 4.86 | 5.29 | 0.66 | 22:00 | 394 | 194 | 2842 | 1426 | 3896.66 | 942.84 | 15034.18 | 941.16 | 20814.84 | 38241.1 | 0.54431
2017-03-30 | 24:00 | N | 8.11 | 8.11 | 7 | 0.66 | 23:00 | 389 | 265 | 2985 | 1111 | 3154.79 | 2149.15 | 20895 | 733.26 | 26932.2 | 35255.29 | 0.76392
2017-03-31 | 1:00 | N | 8 | 5 | 5.2 | 0.61 | 24:00 | 362 | 243 | 2985 | 1111 | 2896 | 1215 | 15522 | 677.71 | 20310.71 | 31959.67 | 0.63551
2017-03-31 | 2:00 | N | 8.61 | 3 | 4 | 0.61 | 1:00 | 294 | 212 | 2985 | 1111 | 2531.34 | 636 | 11940 | 677.71 | 15785.05 | 29607.68 | 0.53314
2017-03-31 | 3:00 | N | 10.1 | 3.04 | 4 | 0.99 | 2:00 | 236 | 179 | 2985 | 1111 | 2383.6 | 544.16 | 11940 | 1099.89 | 15967.65 | 28178.61 | 0.56666
2017-03-31 | 4:00 | N | 8.17 | 2.85 | 4 | 0.99 | 3:00 | 201 | 205 | 2985 | 1717 | 1642.17 | 584.25 | 11940 | 1699.83 | 15866.25 | 27355.39 | 0.58
2017-03-31 | 5:00 | N | 10.53 | 5 | 5.2 | 0.99 | 4:00 | 185 | 205 | 2985 | 1717 | 1948.05 | 1025 | 15522 | 1699.83 | 20194.88 | 27061.33 | 0.74626
2017-03-31 | 6:00 | N | 30 | 15 | 7 | 0.99 | 5:00 | 207 | 283 | 2985 | 1717 | 6210 | 4245 | 20895 | 1699.83 | 33049.83 | 27470.04 | 1.2031
2017-03-31 | 7:00 | N | 8.61 | 14 | 12 | 12 | 6:00 | 327 | 438 | 2985 | 1717 | 2815.47 | 6132 | 35820 | 20604 | 65371.47 | 29117.03 | 2.2451
2017-03-31 | 8:00 | N | 6.19 | 10 | 10 | 10 | 7:00 | 249 | 556 | 2872 | 2219 | 1541.31 | 5560 | 28720 | 22190 | 58011.31 | 32450.83 | 1.7877
2017-03-31 | 9:00 | N | 3.5 | 8.35 | 8.35 | 8.34 | 8:00 | 256 | 306 | 2872 | 2219 | 896 | 2555.1 | 23981.2 | 18506.46 | 45938.76 | 33649.6 | 1.3652
2017-03-31 | 10:00 | N | 3.5 | 7.32 | 7.31 | 7.11 | 9:00 | 156 | 343 | 2872 | 2219 | 546 | 2510.76 | 20994.32 | 15777.09 | 39828.17 | 33868.48 | 1.176
2017-03-31 | 11:00 | N | 3.46 | 5.3 | 5.17 | 4.72 | 10:00 | 196 | 315 | 2872 | 2219 | 678.16 | 1669.5 | 14848.24 | 10473.68 | 27669.58 | 34927.38 | 0.7922
2017-03-31 | 12:00 | N | 3.5 | 4.94 | 5 | 4.55 | 11:00 | 226 | 326 | 2842 | 1635 | 791 | 1610.44 | 14210 | 7439.25 | 24050.69 | 36065.34 | 0.66686
2017-03-31 | 13:00 | N | 3.5 | 7.99 | 8.19 | 7.74 | 12:00 | 222 | 319 | 2842 | 1635 | 777 | 2548.81 | 23275.98 | 12654.9 | 39256.69 | 37240.48 | 1.0541
2017-03-31 | 14:00 | N | 3.5 | 11.31 | 11.51 | 11.3 | 13:00 | 195 | 299 | 2842 | 1635 | 682.5 | 3381.69 | 32711.42 | 18475.5 | 55251.11 | 38533.32 | 1.4339
2017-03-31 | 15:00 | N | 3.5 | 11.56 | 11.93 | 0.99 | 14:00 | 205 | 237 | 2842 | 1635 | 717.5 | 2739.72 | 33905.06 | 1618.65 | 38980.93 | 40190.61 | 0.9699
2017-03-31 | 16:00 | N | 2.11 | 18.08 | 23.61 | 3.76 | 15:00 | 212 | 213 | 2842 | 1380 | 447.32 | 3851.04 | 67099.62 | 5188.8 | 76586.78 | 41970.34 | 1.8248
2017-03-31 | 17:00 | N | 2 | 18.5 | 24.38 | 2 | 16:00 | 191 | 237 | 2842 | 1380 | 382 | 4384.5 | 69287.96 | 2760 | 76814.46 | 43491.57 | 1.7662
2017-03-31 | 18:00 | N | 2 | 13.6 | 16.02 | 3.76 | 17:00 | 218 | 258 | 2842 | 1380 | 436 | 3508.8 | 45528.84 | 5188.8 | 54662.44 | 44782.28 | 1.2206
2017-03-31 | 19:00 | N | 3.5 | 9.33 | 9.83 | 3.76 | 18:00 | 240 | 365 | 2842 | 1380 | 840 | 3405.45 | 27936.86 | 5188.8 | 37371.11 | 44816.05 | 0.83388
2017-03-31 | 20:00 | N | 3.98 | 11.2 | 11.61 | 2 | 19:00 | 320 | 214 | 2842 | 1426 | 1273.6 | 2396.8 | 32995.62 | 2852 | 39518.02 | 43512.84 | 0.90819
2017-03-31 | 21:00 | N | 3.15 | 7.12 | 8.52 | 2.69 | 20:00 | 322 | 178 | 2842 | 1426 | 1014.3 | 1267.36 | 24213.84 | 3835.94 | 30331.44 | 41670.96 | 0.72788
2017-03-31 | 22:00 | N | 8 | 6.98 | 7.11 | 2 | 21:00 | 337 | 173 | 2842 | 1426 | 2696 | 1207.54 | 20206.62 | 2852 | 26962.16 | 41227.55 | 0.65398
2017-03-31 | 23:00 | N | 14.49 | 13.13 | 13 | 0.61 | 22:00 | 394 | 194 | 2842 | 1426 | 5709.06 | 2547.22 | 36946 | 869.86 | 46072.14 | 39594.67 | 1.1636
2017-03-31 | 24:00 | N | 9.08 | 11.47 | 11 | 0.61 | 23:00 | 389 | 265 | 2985 | 1111 | 3532.12 | 3039.55 | 32835 | 677.71 | 40084.38 | 37168.11 | 1.0785
2017-04-01 | 1:00 | N | 35 | 9 | 8 | 0.01 | 24:00 | 362 | 243 | 2985 | 1111 | 12670 | 2187 | 23880 | 11.11 | 38748.11 | 34346.98 | 1.1281
2017-04-01 | 2:00 | N | 12.91 | 5 | 7 | 0.01 | 1:00 | 294 | 212 | 2985 | 1111 | 3795.54 | 1060 | 20895 | 11.11 | 25761.65 | 31833.86 | 0.80925
2017-04-01 | 3:00 | N | 14.43 | 4.11 | 7 | 1.5 | 2:00 | 236 | 179 | 2985 | 1111 | 3405.48 | 735.69 | 20895 | 1666.5 | 26702.67 | 30026.65 | 0.8893
2017-04-01 | 4:00 | N | 10.11 | 4.11 | 7 | 1.5 | 3:00 | 201 | 205 | 2985 | 1717 | 2032.11 | 842.55 | 20895 | 2575.5 | 26345.16 | 28848.73 | 0.91322
2017-04-01 | 5:00 | N | 11.06 | 7 | 7 | 1.5 | 4:00 | 185 | 205 | 2985 | 1717 | 2046.1 | 1435 | 20895 | 2575.5 | 26951.6 | 28135.11 | 0.95793
2017-04-01 | 6:00 | N | 25 | 16 | 15 | 2 | 5:00 | 207 | 283 | 2985 | 1717 | 5175 | 4528 | 44775 | 3434 | 57912 | 27886.44 | 2.0767
2017-04-01 | 7:00 | N | 19.64 | 21.57 | 12.1 | 10.5 | 6:00 | 327 | 438 | 2985 | 1717 | 6422.28 | 9447.66 | 36118.5 | 18028.5 | 70016.94 | 28249.04 | 2.4786
2017-04-01 | 8:00 | N | 4.11 | 8.61 | 9.21 | 8.61 | 7:00 | 249 | 556 | 2872 | 2219 | 1023.39 | 4787.16 | 26451.12 | 19105.59 | 51367.26 | 29278.61 | 1.7544
2017-04-01 | 9:00 | N | 3.98 | 11.84 | 10.69 | 10.24 | 8:00 | 256 | 306 | 2872 | 2219 | 1018.88 | 3623.04 | 30701.68 | 22722.56 | 58066.16 | 30302.3 | 1.9162
2017-04-01 | 10:00 | N | 3.5 | 10.11 | 11.31 | 8.51 | 9:00 | 156 | 343 | 2872 | 2219 | 546 | 3467.73 | 32482.32 | 18883.69 | 55379.74 | 31814.69 | 1.7407
2017-04-01 | 11:00 | N | 2.11 | 4.87 | 12 | 1.02 | 10:00 | 196 | 315 | 2872 | 2219 | 413.56 | 1534.05 | 34464 | 2263.38 | 38674.99 | 33660.82 | 1.149
2017-04-01 | 12:00 | N | 1 | 6.49 | 7.55 | 1.16 | 11:00 | 226 | 326 | 2842 | 1635 | 226 | 2115.74 | 21457.1 | 1896.6 | 25695.44 | 35285.3 | 0.72822
2017-04-01 | 13:00 | N | 1 | 12.14 | 13.78 | 1.13 | 12:00 | 222 | 319 | 2842 | 1635 | 222 | 3872.66 | 39162.76 | 1847.55 | 45104.97 | 36341.98 | 1.2411
2017-04-01 | 14:00 | N | 1 | 6.43 | 10.24 | 1.06 | 13:00 | 195 | 299 | 2842 | 1635 | 195 | 1922.57 | 29102.08 | 1733.1 | 32952.75 | 37074.4 | 0.88883
2017-04-01 | 15:00 | N | 2 | 5.75 | 20 | 1.71 | 14:00 | 205 | 237 | 2842 | 1635 | 410 | 1362.75 | 56840 | 2795.85 | 61408.6 | 37766.1 | 1.626
2017-04-01 | 16:00 | N | 1 | 6.33 | 22.04 | 2 | 15:00 | 212 | 213 | 2842 | 1380 | 212 | 1348.29 | 62637.68 | 2760 | 66957.97 | 38465.73 | 1.7407
2017-04-01 | 17:00 | N | 2 | 6.52 | 25 | 2 | 16:00 | 191 | 237 | 2842 | 1380 | 382 | 1545.24 | 71050 | 2760 | 75737.24 | 39012.6 | 1.9414
2017-04-01 | 18:00 | N | 3.57 | 11.87 | 15.76 | 1 | 17:00 | 218 | 258 | 2842 | 1380 | 778.26 | 3062.46 | 44789.92 | 1380 | 50010.64 | 39380.65 | 1.2699
2017-04-01 | 19:00 | N | 4.11 | 2.81 | 9.01 | 1 | 18:00 | 240 | 365 | 2842 | 1380 | 986.4 | 1025.65 | 25606.42 | 1380 | 28998.47 | 39258.06 | 0.73866
2017-04-01 | 20:00 | N | 3.5 | 5.99 | 9.66 | 1.01 | 19:00 | 320 | 214 | 2842 | 1426 | 1120 | 1281.86 | 27453.72 | 1440.26 | 31295.84 | 38603.45 | 0.8107
2017-04-01 | 21:00 | N | 3 | 7.02 | 10 | 1.02 | 20:00 | 322 | 178 | 2842 | 1426 | 966 | 1249.56 | 28420 | 1454.52 | 32090.08 | 38229.69 | 0.8394
2017-04-01 | 22:00 | N | 8.49 | 7.19 | 7.11 | 1.02 | 21:00 | 337 | 173 | 2842 | 1426 | 2861.13 | 1243.87 | 20206.62 | 1454.52 | 25766.14 | 38850.71 | 0.66321
2017-04-01 | 23:00 | N | 25 | 11.79 | 11.83 | 0.01 | 22:00 | 394 | 194 | 2842 | 1426 | 9850 | 2287.26 | 33620.86 | 14.26 | 45772.38 | 37991.28 | 1.2048
2017-04-01 | 24:00 | N | 9.67 | 11.43 | 11 | 0.01 | 23:00 | 389 | 265 | 2985 | 1111 | 3761.63 | 3028.95 | 32835 | 11.11 | 39636.69 | 36284.53 | 1.0924
2017-04-02 | 1:00 | N | 25 | 7.11 | 7 | 0.01 | 24:00 | 362 | 243 | 2985 | 1111 | 9050 | 1727.73 | 20895 | 11.11 | 31683.84 | 34135.07 | 0.92819
2017-04-02 | 2:00 | N | 8 | 3.8 | 4 | 0.01 | 1:00 | 294 | 212 | 2985 | 1111 | 2352 | 805.6 | 11940 | 11.11 | 15108.71 | 32057.35 | 0.4713
2017-04-02 | 3:00 | N | 8 | 2.9 | 4 | 2 | 2:00 | 236 | 179 | 2985 | 1111 | 1888 | 519.1 | 11940 | 2222 | 16569.1 | 30420.89 | 0.54466
2017-04-02 | 4:00 | N | 7.6 | 3.25 | 4.46 | 2 | 3:00 | 201 | 205 | 2985 | 1717 | 1527.6 | 666.25 | 13313.1 | 3434 | 18940.95 | 29243.85 | 0.64769
2017-04-02 | 5:00 | N | 6.19 | 5.5 | 5.7 | 2 | 4:00 | 185 | 205 | 2985 | 1717 | 1145.15 | 1127.5 | 17014.5 | 3434 | 22721.15 | 28597.42 | 0.79452
2017-04-02 | 6:00 | N | 8.71 | 8 | 7 | 2 | 5:00 | 207 | 283 | 2985 | 1717 | 1802.97 | 2264 | 20895 | 3434 | 28395.97 | 28372 | 1.0008
2017-04-02 | 7:00 | N | 25 | 24.92 | 20.09 | 11 | 6:00 | 327 | 438 | 2985 | 1717 | 8175 | 10914.96 | 59968.65 | 18887 | 97945.61 | 28529.05 | 3.4332
2017-04-02 | 8:00 | N | 5.58 | 5.51 | 8.89 | 8.69 | 7:00 | 249 | 556 | 2872 | 2219 | 1389.42 | 3063.56 | 25532.08 | 19283.11 | 49268.17 | 29243.31 | 1.6848
2017-04-02 | 9:00 | N | 5.48 | 9.91 | 10 | 9.79 | 8:00 | 256 | 306 | 2872 | 2219 | 1402.88 | 3032.46 | 28720 | 21724.01 | 54879.35 | 30197.9 | 1.8173
2017-04-02 | 10:00 | N | 3.63 | 6.32 | 6.8 | 6 | 9:00 | 156 | 343 | 2872 | 2219 | 566.28 | 2167.76 | 19529.6 | 13314 | 35577.64 | 31486.18 | 1.1299
2017-04-02 | 11:00 | N | 3.01 | 7.68 | 10.25 | 0.99 | 10:00 | 196 | 315 | 2872 | 2219 | 589.96 | 2419.2 | 29438 | 2196.81 | 34643.97 | 33113.56 | 1.0462
2017-04-02 | 12:00 | N | 2 | 6.9 | 10.49 | 0.99 | 11:00 | 226 | 326 | 2842 | 1635 | 452 | 2249.4 | 29812.58 | 1618.65 | 34132.63 | 34483.45 | 0.98983
2017-04-02 | 13:00 | N | 2.61 | 4.5 | 6.61 | 0.99 | 12:00 | 222 | 319 | 2842 | 1635 | 579.42 | 1435.5 | 18785.62 | 1618.65 | 22419.19 | 35424.83 | 0.63287
2017-04-02 | 14:00 | N | 2.67 | 7.89 | 8.38 | 0.99 | 13:00 | 195 | 299 | 2842 | 1635 | 520.65 | 2359.11 | 23815.96 | 1618.65 | 28314.37 | 36278.21 | 0.78048
2017-04-02 | 15:00 | N | 3.5 | 3 | 13.63 | 0.99 | 14:00 | 205 | 237 | 2842 | 1635 | 717.5 | 711 | 38736.46 | 1618.65 | 41783.61 | 36918.57 | 1.1318
2017-04-02 | 16:00 | N | 2.61 | 8.18 | 18.03 | 1 | 15:00 | 212 | 213 | 2842 | 1380 | 553.32 | 1742.34 | 51241.26 | 1380 | 54916.92 | 37112.74 | 1.4797
2017-04-02 | 17:00 | N | 6.16 | 5.02 | 18.49 | 1 | 16:00 | 191 | 237 | 2842 | 1380 | 1176.56 | 1189.74 | 52548.58 | 1380 | 56294.88 | 37647.73 | 1.4953
2017-04-02 | 18:00 | N | 7.11 | 7.28 | 16.28 | 1 | 17:00 | 218 | 258 | 2842 | 1380 | 1549.98 | 1878.24 | 46267.76 | 1380 | 51075.98 | 38456.98 | 1.3281
2017-04-02 | 19:00 | N | 10 | 4.4 | 16.69 | 1.08 | 18:00 | 240 | 365 | 2842 | 1380 | 2400 | 1606 | 47432.98 | 1490.4 | 52929.38 | 38721.27 | 1.3669
2017-04-02 | 20:00 | N | 8.61 | 11.58 | 16.6 | 0.99 | 19:00 | 320 | 214 | 2842 | 1426 | 2755.2 | 2478.12 | 47177.2 | 1411.74 | 53822.26 | 38477.21 | 1.3988
2017-04-02 | 21:00 | N | 6.57 | 21.41 | 26.29 | 0.99 | 20:00 | 322 | 178 | 2842 | 1426 | 2115.54 | 3810.98 | 74716.18 | 1411.74 | 82054.44 | 38246.27 | 2.1454
2017-04-02 | 22:00 | N | 13.83 | 9.23 | 9.43 | 0.99 | 21:00 | 337 | 173 | 2842 | 1426 | 4660.71 | 1596.79 | 26800.06 | 1411.74 | 34469.3 | 38725.23 | 0.8901
2017-04-02 | 23:00 | N | 30 | 8.61 | 8.81 | 0.01 | 22:00 | 394 | 194 | 2842 | 1426 | 11820 | 1670.34 | 25038.02 | 14.26 | 38542.62 | 37542.02 | 1.0267
2017-04-02 | 24:00 | N | 30 | 17.75 | 17.95 | 0.01 | 23:00 | 389 | 265 | 2985 | 1111 | 11670 | 4703.75 | 53580.75 | 11.11 | 69965.61 | 35028 | 1.9974
2017-04-03 | 1:00 | N | 25 | 8.21 | 7.46 | 0.01 | 24:00 | 362 | 243 | 2985 | 1111 | 9050 | 1995.03 | 22268.1 | 11.11 | 33324.24 | 31889.98 | 1.045
2017-04-03 | 2:00 | N | 8 | 3.42 | 7 | 0.01 | 1:00 | 294 | 212 | 2985 | 1111 | 2352 | 725.04 | 20895 | 11.11 | 23983.15 | 29485.76 | 0.81338
2017-04-03 | 3:00 | N | 8.45 | 3.28 | 7 | 3.25 | 2:00 | 236 | 179 | 2985 | 1111 | 1994.2 | 587.12 | 20895 | 3610.75 | 27087.07 | 27997.17 | 0.96749
2017-04-03 | 4:00 | N | 8 | 2.7 | 7 | 3.25 | 3:00 | 201 | 205 | 2985 | 1717 | 1608 | 553.5 | 20895 | 5580.25 | 28636.75 | 27126.78 | 1.0557
2017-04-03 | 5:00 | N | 8.83 | 4.02 | 6.34 | 2 | 4:00 | 185 | 205 | 2985 | 1717 | 1633.55 | 824.1 | 18924.9 | 3434 | 24816.55 | 26721.87 | 0.9287
2017-04-03 | 6:00 | N | 13.93 | 8.61 | 7 | 3.5 | 5:00 | 207 | 283 | 2985 | 1717 | 2883.51 | 2436.63 | 20895 | 6009.5 | 32224.64 | 26998.99 | 1.1935
2017-04-03 | 7:00 | N | 10.11 | 10.51 | 10.51 | 10.5 | 6:00 | 327 | 438 | 2985 | 1717 | 3305.97 | 4603.38 | 31372.35 | 18028.5 | 57310.2 | 28811.95 | 1.9891
2017-04-03 | 8:00 | N | 3.46 | 4.5 | 7.61 | 7.4 | 7:00 | 249 | 556 | 2872 | 2219 | 861.54 | 2502 | 21855.92 | 16420.6 | 41640.06 | 32158.21 | 1.2949
2017-04-03 | 9:00 | N | 3.46 | 7.4 | 7.61 | 7.4 | 8:00 | 256 | 306 | 2872 | 2219 | 885.76 | 2264.4 | 21855.92 | 16420.6 | 41426.68 | 33373.44 | 1.2413
2017-04-03 | 10:00 | N | 3.01 | 5.12 | 7.49 | 7.04 | 9:00 | 156 | 343 | 2872 | 2219 | 469.56 | 1756.16 | 21511.28 | 15621.76 | 39358.76 | 33404.35 | 1.1783
2017-04-03 | 11:00 | N | 2 | 3.1 | 7.1 | 1.73 | 10:00 | 196 | 315 | 2872 | 2219 | 392 | 976.5 | 20391.2 | 3838.87 | 25598.57 | 34186.71 | 0.74879
2017-04-03 | 12:00 | N | 2 | 4.5 | 8.43 | 1.82 | 11:00 | 226 | 326 | 2842 | 1635 | 452 | 1467 | 23958.06 | 2975.7 | 28852.76 | 35229.84 | 0.81899
2017-04-03 | 13:00 | N | 2 | 5.3 | 10.34 | 1.82 | 12:00 | 222 | 319 | 2842 | 1635 | 444 | 1690.7 | 29386.28 | 2975.7 | 34496.68 | 36221.48 | 0.95238
2017-04-03 | 14:00 | N | 2.11 | 4.22 | 8.98 | 1.22 | 13:00 | 195 | 299 | 2842 | 1635 | 411.45 | 1261.78 | 25521.16 | 1994.7 | 29189.09 | 37310.58 | 0.78233
2017-04-03 | 15:00 | N | 2.11 | 7.7 | 18.81 | 2 | 14:00 | 205 | 237 | 2842 | 1635 | 432.55 | 1824.9 | 53458.02 | 3270 | 58985.47 | 38881.52 | 1.5171
2017-04-03 | 16:00 | N | 1.3 | 23.11 | 39.51 | 12.58 | 15:00 | 212 | 213 | 2842 | 1380 | 275.6 | 4922.43 | 112287.42 | 17360.4 | 134845.85 | 40569.52 | 3.3238
2017-04-03 | 17:00 | N | 2.11 | 44.44 | 64.28 | 33.21 | 16:00 | 191 | 237 | 2842 | 1380 | 403.01 | 10532.28 | 182683.76 | 45829.8 | 239448.85 | 42164.8 | 5.6789
2017-04-03 | 18:00 | N | 2.61 | 36.33 | 49.54 | 25.59 | 17:00 | 218 | 258 | 2842 | 1380 | 568.98 | 9373.14 | 140792.68 | 35314.2 | 186049 | 43610.87 | 4.2661
2017-04-03 | 19:00 | N | 7.53 | 3.55 | 12.55 | 2 | 18:00 | 240 | 365 | 2842 | 1380 | 1807.2 | 1295.75 | 35667.1 | 2760 | 41530.05 | 44377.18 | 0.93584
2017-04-03 | 20:00 | N | 3.85 | 4.37 | 7.31 | 4.99 | 19:00 | 320 | 214 | 2842 | 1426 | 1232 | 935.18 | 20775.02 | 7115.74 | 30057.94 | 43930.17 | 0.68422
2017-04-03 | 21:00 | N | 3.28 | 5.97 | 8.73 | 2 | 20:00 | 322 | 178 | 2842 | 1426 | 1056.16 | 1062.66 | 24810.66 | 2852 | 29781.48 | 42501.59 | 0.70071
2017-04-03 | 22:00 | N | 6 | 5 | 7 | 2 | 21:00 | 337 | 173 | 2842 | 1426 | 2022 | 865 | 19894 | 2852 | 25633 | 42414.65 | 0.60434
2017-04-03 | 23:00 | N | 24.78 | 8.31 | 8.51 | 0.25 | 22:00 | 394 | 194 | 2842 | 1426 | 9763.32 | 1612.14 | 24185.42 | 356.5 | 35917.38 | 40301.25 | 0.89122
2017-04-03 | 24:00 | N | 25 | 10.8 | 11 | 0.01 | 23:00 | 389 | 265 | 2985 | 1111 | 9725 | 2862 | 32835 | 11.11 | 45433.11 | 36854.04 | 1.2328
2017-04-04 | 1:00 | N | 25 | 8.31 | 18 | 0.01 | 24:00 | 362 | 243 | 2985 | 1111 | 9050 | 2019.33 | 53730 | 11.11 | 64810.44 | 33233.53 | 1.9502
2017-04-04 | 2:00 | N | 11.04 | 3.56 | 18 | 0.01 | 1:00 | 294 | 212 | 2985 | 1111 | 3245.76 | 754.72 | 53730 | 11.11 | 57741.59 | 30586.66 | 1.8878
2017-04-04 | 3:00 | N | 14.09 | 2.76 | 18 | 2 | 2:00 | 236 | 179 | 2985 | 1111 | 3325.24 | 494.04 | 53730 | 2222 | 59771.28 | 29087.16 | 2.0549
2017-04-04 | 4:00 | N | 10.53 | 2.76 | 18 | 2 | 3:00 | 201 | 205 | 2985 | 1717 | 2116.53 | 565.8 | 53730 | 3434 | 59846.33 | 27994.44 | 2.1378
2017-04-04 | 5:00 | N | 8 | 5.5 | 18 | 2 | 4:00 | 185 | 205 | 2985 | 1717 | 1480 | 1127.5 | 53730 | 3434 | 59771.5 | 27617.42 | 2.1643
2017-04-04 | 6:00 | N | 20.73 | 25 | 26 | 2 | 5:00 | 207 | 283 | 2985 | 1717 | 4291.11 | 7075 | 77610 | 3434 | 92410.11 | 27783.54 | 3.3261
2017-04-04 | 7:00 | N | 25 | 66.02 | 71.59 | 5 | 6:00 | 327 | 438 | 2985 | 1717 | 8175 | 28916.76 | 213696.15 | 8585 | 259372.91 | 29419.45 | 8.8164
2017-04-04 | 8:00 | N | 7.99 | 8 | 21.07 | 5 | 7:00 | 249 | 556 | 2872 | 2219 | 1989.51 | 4448 | 60513.04 | 11095 | 78045.55 | 32895.03 | 2.3726
2017-04-04 | 9:00 | N | 6.66 | 21.04 | 21.84 | 9 | 8:00 | 256 | 306 | 2872 | 2219 | 1704.96 | 6438.24 | 62724.48 | 19971 | 90838.68 | 34000.43 | 2.6717
2017-04-04 | 10:00 | N | 8.61 | 6.7 | 16.2 | 5.35 | 9:00 | 156 | 343 | 2872 | 2219 | 1343.16 | 2298.1 | 46526.4 | 11871.65 | 62039.31 | 34391.08 | 1.8039
2017-04-04 | 11:00 | N | 5.12 | 8 | 9.37 | 0.99 | 10:00 | 196 | 315 | 2872 | 2219 | 1003.52 | 2520 | 26910.64 | 2196.81 | 32630.97 | 35687.08 | 0.91436
2017-04-04 | 12:00 | N | 4.09 | 12.79 | 69 | 1 | 11:00 | 226 | 326 | 2842 | 1635 | 924.34 | 4169.54 | 196098 | 1635 | 202826.88 | 37189.44 | 5.4539
2017-04-04 | 13:00 | N | 3.46 | 9.8 | 11.5 | 0.99 | 12:00 | 222 | 319 | 2842 | 1635 | 768.12 | 3126.2 | 32683 | 1618.65 | 38195.97 | 38826.45 | 0.98376
2017-04-04 | 14:00 | N | 6.22 | 12.93 | 17.93 | 1 | 13:00 | 195 | 299 | 2842 | 1635 | 1212.9 | 3866.07 | 50957.06 | 1635 | 57671.03 | 40429.62 | 1.4265
2017-04-04 | 15:00 | N | 4.11 | 8.07 | 16.33 | 1 | 14:00 | 205 | 237 | 2842 | 1635 | 842.55 | 1912.59 | 46409.86 | 1635 | 50800 | 42254.03 | 1.2023
2017-04-04 | 16:00 | N | 3.38 | 26.77 | 33.94 | 2 | 15:00 | 212 | 213 | 2842 | 1380 | 716.56 | 5702.01 | 96457.48 | 2760 | 105636.05 | 43949.37 | 2.4036
2017-04-04 | 17:00 | N | 3.5 | 23.7 | 33.36 | 2 | 16:00 | 191 | 237 | 2842 | 1380 | 668.5 | 5616.9 | 94809.12 | 2760 | 103854.52 | 45439.06 | 2.2856
2017-04-04 | 18:00 | N | 5.85 | 16.41 | 21.12 | 2 | 17:00 | 218 | 258 | 2842 | 1380 | 1275.3 | 4233.78 | 60023.04 | 2760 | 68292.12 | 46696.95 | 1.4625
2017-04-04 | 19:00 | N | 8.11 | 2.11 | 10 | 2 | 18:00 | 240 | 365 | 2842 | 1380 | 1946.4 | 770.15 | 28420 | 2760 | 33896.55 | 47145.9 | 0.71897
2017-04-04 | 20:00 | N | 4.94 | 3.07 | 8 | 2 | 19:00 | 320 | 214 | 2842 | 1426 | 1580.8 | 656.98 | 22736 | 2852 | 27825.78 | 46089.13 | 0.60374
2017-04-04 | 21:00 | N | 8.11 | 3.89 | 10.4 | 2 | 20:00 | 322 | 178 | 2842 | 1426 | 2611.42 | 692.42 | 29556.8 | 2852 | 35712.64 | 44591.69 | 0.80088
2017-04-04 | 22:00 | N | 13.51 | 6.81 | 7.61 | 1.82 | 21:00 | 337 | 173 | 2842 | 1426 | 4552.87 | 1178.13 | 21627.62 | 2595.32 | 29953.94 | 44564.01 | 0.67216
2017-04-04 | 23:00 | N | 30 | 8.11 | 8.91 | 0.01 | 22:00 | 394 | 194 | 2842 | 1426 | 11820 | 1573.34 | 25322.22 | 14.26 | 38729.82 | 42587.61 | 0.90942
2017-04-04 | 24:00 | N | 25.35 | 8.11 | 8.91 | 0.01 | 23:00 | 389 | 265 | 2985 | 1111 | 9861.15 | 2149.15 | 26596.35 | 11.11 | 38617.76 | 38991.84 | 0.99041
2017-04-05 | 1:00 | N | 30 | 19.6 | 19.8 | 0.01 | 24:00 | 362 | 243 | 2985 | 1111 | 10860 | 4762.8 | 59103 | 11.11 | 74736.91 | 35098.7 | 2.1293
2017-04-05 | 2:00 | N | 16.26 | 5.71 | 26 | 0.01 | 1:00 | 294 | 212 | 2985 | 1111 | 4780.44 | 1210.52 | 77610 | 11.11 | 83612.07 | 32190.28 | 2.5974
2017-04-05 | 3:00 | N | 18.38 | 5.5 | 26 | 2 | 2:00 | 236 | 179 | 2985 | 1111 | 4337.68 | 984.5 | 77610 | 2222 | 85154.18 | 30430.83 | 2.7983
2017-04-05 | 4:00 | N | 12.7 | 5.5 | 26 | 2 | 3:00 | 201 | 205 | 2985 | 1717 | 2552.7 | 1127.5 | 77610 | 3434 | 84724.2 | 29301.63 | 2.8915
2017-04-05 | 5:00 | N | 8.33 | 7 | 24.43 | 2 | 4:00 | 185 | 205 | 2985 | 1717 | 1541.05 | 1435 | 72923.55 | 3434 | 79333.6 | 28730.3 | 2.7613
2017-04-05 | 6:00 | N | 25 | 28.45 | 27.72 | 2 | 5:00 | 207 | 283 | 2985 | 1717 | 5175 | 8051.35 | 82744.2 | 3434 | 99404.55 | 28971.61 | 3.4311
2017-04-05 | 7:00 | N | 25 | 64.5 | 64.7 | 9 | 6:00 | 327 | 438 | 2985 | 1717 | 8175 | 28251 | 193129.5 | 15453 | 245008.5 | 30523.43 | 8.0269
2017-04-05 | 8:00 | N | 4.71 | 8.31 | 12 | 6.96 | 7:00 | 249 | 556 | 2872 | 2219 | 1172.79 | 4620.36 | 34464 | 15444.24 | 55701.39 | 33676.18 | 1.654
2017-04-05 | 9:00 | N | 4.82 | 12.72 | 22.06 | 10.23 | 8:00 | 256 | 306 | 2872 | 2219 | 1233.92 | 3892.32 | 63356.32 | 22700.37 | 91182.93 | 34298.99 | 2.6585
2017-04-05 | 10:00 | N | 11.27 | 9.62 | 22.69 | 9 | 9:00 | 156 | 343 | 2872 | 2219 | 1758.12 | 3299.66 | 65165.68 | 19971 | 90194.46 | 34155.4 | 2.6407
2017-04-05 | 11:00 | N | 3.98 | 14.5 | 50 | 0.99 | 10:00 | 196 | 315 | 2872 | 2219 | 780.08 | 4567.5 | 143600 | 2196.81 | 151144.39 | 34539.95 | 4.3759
2017-04-05 | 12:00 | N | 3.98 | 4.5 | 12 | 1 | 11:00 | 226 | 326 | 2842 | 1635 | 899.48 | 1467 | 34104 | 1635 | 38105.48 | 35069.98 | 1.0866
2017-04-05 | 13:00 | N | 3.5 | 3.67 | 7.31 | 1 | 12:00 | 222 | 319 | 2842 | 1635 | 777 | 1170.73 | 20775.02 | 1635 | 24357.75 | 35211.37 | 0.69176
2017-04-05 | 14:00 | N | 5.49 | 4.32 | 7.97 | 1 | 13:00 | 195 | 299 | 2842 | 1635 | 1070.55 | 1291.68 | 22650.74 | 1635 | 26647.97 | 35330.82 | 0.75424
2017-04-05 | 15:00 | N | 4.05 | 3.1 | 10.42 | 1 | 14:00 | 205 | 237 | 2842 | 1635 | 830.25 | 734.7 | 29613.64 | 1635 | 32813.59 | 35743.97 | 0.91802
2017-04-05 | 16:00 | N | 3.5 | 4.79 | 14.82 | 2 | 15:00 | 212 | 213 | 2842 | 1380 | 742 | 1020.27 | 42118.44 | 2760 | 46640.71 | 36017.2 | 1.295
2017-04-05 | 17:00 | N | 3.5 | 2.01 | 8.26 | 1.52 | 16:00 | 191 | 237 | 2842 | 1380 | 668.5 | 476.37 | 23474.92 | 2097.6 | 26717.39 | 36334.38 | 0.73532
2017-04-05 | 18:00 | N | 3.5 | 4 | 10.11 | 2 | 17:00 | 218 | 258 | 2842 | 1380 | 763 | 1032 | 28732.62 | 2760 | 33287.62 | 36816.82 | 0.90414
2017-04-05 | 19:00 | N | 4.88 | 2.74 | 8.95 | 2 | 18:00 | 240 | 365 | 2842 | 1380 | 1171.2 | 1000.1 | 25435.9 | 2760 | 30367.2 | 36937.32 | 0.82213
2017-04-05 | 20:00 | N | 3.07 | 12.38 | 20.28 | 4.62 | 19:00 | 320 | 214 | 2842 | 1426 | 982.4 | 2649.32 | 57635.76 | 6588.12 | 67855.6 | 36589.82 | 1.8545
2017-04-05 | 21:00 | N | 3.5 | 15.45 | 25.63 | 4.62 | 20:00 | 322 | 178 | 2842 | 1426 | 1127 | 2750.1 | 72840.46 | 6588.12 | 83305.68 | 36147.37 | 2.3046
2017-04-05 | 22:00 | N | 6 | 8.15 | 10.5 | 2 | 21:00 | 337 | 173 | 2842 | 1426 | 2022 | 1409.95 | 29841 | 2852 | 36124.95 | 37136.9 | 0.97275
2017-04-05 | 23:00 | N | 19.95 | 8.87 | 9.67 | 0.01 | 22:00 | 394 | 194 | 2842 | 1426 | 7860.3 | 1720.78 | 27482.14 | 14.26 | 37077.48 | 35995.57 | 1.0301
2017-04-05 | 24:00 | N | 8.61 | 7.8 | 8 | 0.01 | 23:00 | 389 | 265 | 2985 | 1111 | 3349.29 | 2067 | 23880 | 11.11 | 29307.4 | 33141.45 | 0.88431
2017-04-06 | 1:00 | N | 14.07 | 5.5 | 5.7 | 0.01 | 24:00 | 362 | 243 | 2985 | 1111 | 5093.34 | 1336.5 | 17014.5 | 11.11 | 23455.45 | 30177.4 | 0.77725
2017-04-06 | 2:00 | N | 5.48 | 2.91 | 3.11 | 0.01 | 1:00 | 294 | 212 | 2985 | 1111 | 1611.12 | 616.92 | 9283.35 | 11.11 | 11522.5 | 28147.73 | 0.40936
2017-04-06 | 3:00 | N | 5.95 | 2.61 | 3.11 | 2 | 2:00 | 236 | 179 | 2985 | 1111 | 1404.2 | 467.19 | 9283.35 | 2222 | 13376.74 | 27007.05 | 0.49531
2017-04-06 | 4:00 | N | 4.87 | 2.61 | 3.11 | 1.44 | 3:00 | 201 | 205 | 2985 | 1717 | 978.87 | 535.05 | 9283.35 | 2472.48 | 13269.75 | 26306.75 | 0.50442
2017-04-06 | 5:00 | N | 3.64 | 3.3 | 3.5 | 1.68 | 4:00 | 185 | 205 | 2985 | 1717 | 673.4 | 676.5 | 10447.5 | 2884.56 | 14681.96 | 26231.2 | 0.55971
2017-04-06 | 6:00 | N | 8 | 6 | 6 | 1.78 | 5:00 | 207 | 283 | 2985 | 1717 | 1656 | 1698 | 17910 | 3056.26 | 24320.26 | 26829.66 | 0.90647
2017-04-06 | 7:00 | N | 3.84 | 11 | 10.58 | 9 | 6:00 | 327 | 438 | 2985 | 1717 | 1255.68 | 4818 | 31581.3 | 15453 | 53107.98 | 28888.92 | 1.8384
2017-04-06 | 8:00 | N | 2 | 7.31 | 8.11 | 6.21 | 7:00 | 249 | 556 | 2872 | 2219 | 498 | 4064.36 | 23291.92 | 13779.99 | 41634.27 | 32728.1 | 1.2721
2017-04-06 | 9:00 | N | 1.49 | 7.41 | 7.61 | 6.16 | 8:00 | 256 | 306 | 2872 | 2219 | 381.44 | 2267.46 | 21855.92 | 13669.04 | 38173.86 | 34059.84 | 1.1208
2017-04-06 | 10:00 | N | 2 | 6.28 | 7.11 | 5.66 | 9:00 | 156 | 343 | 2872 | 2219 | 312 | 2154.04 | 20419.92 | 12559.54 | 35445.5 | 33831.33 | 1.0477
2017-04-06 | 11:00 | N | 1 | 4.5 | 6.73 | 0.97 | 10:00 | 196 | 315 | 2872 | 2219 | 196 | 1417.5 | 19328.56 | 2152.43 | 23094.49 | 34142.53 | 0.67641
2017-04-06 | 12:00 | N | 1.46 | 9.1 | 10 | 0.99 | 11:00 | 226 | 326 | 2842 | 1635 | 329.96 | 2966.6 | 28420 | 1618.65 | 33335.21 | 34618.81 | 0.96292
2017-04-06 | 13:00 | N | 1 | 3.1 | 8.59 | 0.99 | 12:00 | 222 | 319 | 2842 | 1635 | 222 | 988.9 | 24412.78 | 1618.65 | 27242.33 | 34952.46 | 0.77941
2017-04-06 | 14:00 | N | 1 | 5.2 | 11.02 | 2 | 13:00 | 195 | 299 | 2842 | 1635 | 195 | 1554.8 | 31318.84 | 3270 | 36338.64 | 35433.91 | 1.0255
2017-04-06 | 15:00 | N | 1.08 | 9.73 | 15 | 2 | 14:00 | 205 | 237 | 2842 | 1635 | 221.4 | 2306.01 | 42630 | 3270 | 48427.41 | 36138.23 | 1.3401
2017-04-06 | 16:00 | N | 1 | 12.38 | 20.66 | 3.76 | 15:00 | 212 | 213 | 2842 | 1380 | 212 | 2636.94 | 58715.72 | 5188.8 | 66753.46 | 36914.52 | 1.8083
2017-04-06 | 17:00 | N | 2.61 | 12.23 | 26.39 | 3.76 | 16:00 | 191 | 237 | 2842 | 1380 | 498.51 | 2898.51 | 75000.38 | 5188.8 | 83586.2 | 37709.3 | 2.2166
2017-04-06 | 18:00 | N | 8.61 | 13.19 | 22.19 | 3.37 | 17:00 | 218 | 258 | 2842 | 1380 | 1876.98 | 3403.02 | 63063.98 | 4650.6 | 72994.58 | 38615.9 | 1.8903
2017-04-06 | 19:00 | N | 10 | 3.56 | 10 | 3.2 | 18:00 | 240 | 365 | 2842 | 1380 | 2400 | 1299.4 | 28420 | 4416 | 36535.4 | 38806.44 | 0.94148
2017-04-06 | 20:00 | N | 3.98 | 3.35 | 10.03 | 2 | 19:00 | 320 | 214 | 2842 | 1426 | 1273.6 | 716.9 | 28505.26 | 2852 | 33347.76 | 38186.03 | 0.8733
2017-04-06 | 21:00 | N | 3.44 | 8.04 | 13.81 | 2 | 20:00 | 322 | 178 | 2842 | 1426 | 1107.68 | 1431.12 | 39248.02 | 2852 | 44638.82 | 37470.74 | 1.1913
2017-04-06 | 22:00 | N | 19.51 | 9.23 | 10 | 0.99 | 21:00 | 337 | 173 | 2842 | 1426 | 6574.87 | 1596.79 | 28420 | 1411.74 | 38003.4 | 38175.47 | 0.99549
2017-04-06 | 23:00 | N | 30 | 9.37 | 9.57 | 0.01 | 22:00 | 394 | 194 | 2842 | 1426 | 11820 | 1817.78 | 27197.94 | 14.26 | 40849.98 | 36796.33 | 1.1102
2017-04-06 | 24:00 | N | 25 | 9.2 | 10 | 0.01 | 23:00 | 389 | 265 | 2985 | 1111 | 9725 | 2438 | 29850 | 11.11 | 42024.11 | 33900.9 | 1.2396
2017-04-07 | 1:00 | N | 24.83 | 18 | 18 | 0.01 | 24:00 | 362 | 243 | 2985 | 1111 | 8988.46 | 4374 | 53730 | 11.11 | 67103.57 | 30840.43 | 2.1758
2017-04-07 | 2:00 | N | 8 | 5.5 | 18 | 0.01 | 1:00 | 294 | 212 | 2985 | 1111 | 2352 | 1166 | 53730 | 11.11 | 57259.11 | 28603.21 | 2.0018
2017-04-07 | 3:00 | N | 8.23 | 5.5 | 12 | 0.99 | 2:00 | 236 | 179 | 2985 | 1111 | 1942.28 | 984.5 | 35820 | 1099.89 | 39846.67 | 27332.13 | 1.4579
2017-04-07 | 4:00 | N | 8 | 5.5 | 12 | 0.99 | 3:00 | 201 | 205 | 2985 | 1717 | 1608 | 1127.5 | 35820 | 1699.83 | 40255.33 | 26630.04 | 1.5117
2017-04-07 | 5:00 | N | 7.29 | 8.11 | 12 | 0.99 | 4:00 | 185 | 205 | 2985 | 1717 | 1348.65 | 1662.55 | 35820 | 1699.83 | 40531.03 | 26368.87 | 1.5371
2017-04-07 | 6:00 | N | 13 | 19.27 | 19.47 | 1.25 | 5:00 | 207 | 283 | 2985 | 1717 | 2691 | 5453.41 | 58117.95 | 2146.25 | 68408.61 | 26797.4 | 2.5528
2017-04-07 | 7:00 | N | 8.61 | 19.31 | 19.31 | 5.38 | 6:00 | 327 | 438 | 2985 | 1717 | 2815.47 | 8457.78 | 57640.35 | 9237.46 | 78151.06 | 28622.4 | 2.7304
2017-04-07 | 8:00 | N | 2.95 | 8 | 11.24 | 4.14 | 7:00 | 249 | 556 | 2872 | 2219 | 734.55 | 4448 | 32281.28 | 9186.66 | 46650.49 | 32120.95 | 1.4523
2017-04-07 | 9:00 | N | 3.01 | 11.8 | 12 | 5 | 8:00 | 256 | 306 | 2872 | 2219 | 770.56 | 3610.8 | 34464 | 11095 | 49940.36 | 33312.89 | 1.4991
2017-04-07 | 10:00 | N | 3.5 | 14.5 | 15.3 | 5 | 9:00 | 156 | 343 | 2872 | 2219 | 546 | 4973.5 | 43941.6 | 11095 | 60556.1 | 33522.77 | 1.8064
2017-04-07 | 11:00 | N | 2.99 | 8.61 | 10.71 | 0.99 | 10:00 | 196 | 315 | 2872 | 2219 | 586.04 | 2712.15 | 30759.12 | 2196.81 | 36254.12 | 34272.29 | 1.0578
2017-04-07 | 12:00 | N | 3.5 | 11.2 | 12 | 0.99 | 11:00 | 226 | 326 | 2842 | 1635 | 791 | 3651.2 | 34104 | 1618.65 | 40164.85 | 35203.17 | 1.1409
2017-04-07 | 13:00 | N | 2.85 | 12.69 | 13.49 | 0.99 | 12:00 | 222 | 319 | 2842 | 1635 | 632.7 | 4048.11 | 38338.58 | 1618.65 | 44638.04 | 35787.38 | 1.2473
2017-04-07 | 14:00 | N | 3.46 | 11.74 | 13.86 | 0.99 | 13:00 | 195 | 299 | 2842 | 1635 | 674.7 | 3510.26 | 39390.12 | 1618.65 | 45193.73 | 36350.32 | 1.2433
2017-04-07 | 15:00 | N | 3.5 | 18.38 | 20.08 | 0.97 | 14:00 | 205 | 237 | 2842 | 1635 | 717.5 | 4356.06 | 57067.36 | 1585.95 | 63726.87 | 37383.47 | 1.7047
2017-04-07 | 16:00 | N | 2.61 | 24.25 | 25.96 | 1.45 | 15:00 | 212 | 213 | 2842 | 1380 | 553.32 | 5165.25 | 73778.32 | 2001 | 81497.89 | 38336.65 | 2.1258
2017-04-07 | 17:00 | N | 3.5 | 25 | 29.88 | 1.45 | 16:00 | 191 | 237 | 2842 | 1380 | 668.5 | 5925 | 84918.96 | 2001 | 93513.46 | 39267.16 | 2.3815
2017-04-07 | 18:00 | N | 8.11 | 21.16 | 25 | 1.61 | 17:00 | 218 | 258 | 2842 | 1380 | 1767.98 | 5459.28 | 71050 | 2221.8 | 80499.06 | 40247.42 | 2.0001
2017-04-07 | 19:00 | N | 8.55 | 8.59 | 18.01 | 1.45 | 18:00 | 240 | 365 | 2842 | 1380 | 2052 | 3135.35 | 51184.42 | 2001 | 58372.77 | 40424.65 | 1.444
2017-04-07 | 20:00 | N | 7.11 | 9.38 | 12.38 | 0.97 | 19:00 | 320 | 214 | 2842 | 1426 | 2275.2 | 2007.32 | 35183.96 | 1383.22 | 40849.7 | 39421.27 | 1.0362
2017-04-07 | 21:00 | N | 6.76 | 12.74 | 16.07 | 0.99 | 20:00 | 322 | 178 | 2842 | 1426 | 2176.72 | 2267.72 | 45670.94 | 1411.74 | 51527.12 | 37966.19 | 1.3572
2017-04-07 | 22:00 | N | 25 | 24.37 | 25.17 | 0.97 | 21:00 | 337 | 173 | 2842 | 1426 | 8425 | 4216.01 | 71533.14 | 1383.22 | 85557.37 | 38114.15 | 2.2448
2017-04-07 | 23:00 | N | 46.19 | 44.21 | 45.01 | 0.01 | 22:00 | 394 | 194 | 2842 | 1426 | 18198.86 | 8576.74 | 127918.42 | 14.26 | 154708.28 | 36975.55 | 4.1841
2017-04-07 | 24:00 | N | 25 | 22.03 | 23.16 | 0.01 | 23:00 | 389 | 265 | 2985 | 1111 | 9725 | 5837.95 | 69132.6 | 11.11 | 84706.66 | 34840.07 | 2.4313
2017-04-08 | 1:00 | N | 35 | 26.71 | 25.71 | 0.25 | 24:00 | 362 | 243 | 2985 | 1111 | 12670 | 6490.53 | 76744.35 | 277.75 | 96182.63 | 32237.42 | 2.9836
2017-04-08 | 2:00 | N | 18 | 8.11 | 18 | 0.25 | 1:00 | 294 | 212 | 2985 | 1111 | 5292 | 1719.32 | 53730 | 277.75 | 61019.07 | 29932.98 | 2.0385
2017-04-08 | 3:00 | N | 18 | 8 | 18 | 1.43 | 2:00 | 236 | 179 | 2985 | 1111 | 4248 | 1432 | 53730 | 1588.73 | 60998.73 | 28429.49 | 2.1456
2017-04-08 | 4:00 | N | 16.46 | 8 | 18 | 1.42 | 3:00 | 201 | 205 | 2985 | 1717 | 3308.46 | 1640 | 53730 | 2438.14 | 61116.6 | 27436.35 | 2.2276
2017-04-08 | 5:00 | N | 14.8 | 10.11 | 18 | 1.41 | 4:00 | 185 | 205 | 2985 | 1717 | 2738 | 2072.55 | 53730 | 2420.97 | 60961.52 | 26901.41 | 2.2661
2017-04-08 | 6:00 | N | 25 | 28.69 | 27.05 | 1.26 | 5:00 | 207 | 283 | 2985 | 1717 | 5175 | 8119.27 | 80744.25 | 2163.42 | 96201.94 | 26715.94 | 3.6009
2017-04-08 | 7:00 | N | 32.55 | 25 | 21.17 | 6 | 6:00 | 327 | 438 | 2985 | 1717 | 10643.85 | 10950 | 63192.45 | 10302 | 95088.3 | 27166.98 | 3.5001
2017-04-08 | 8:00 | N | 15.15 | 8 | 10 | 6 | 7:00 | 249 | 556 | 2872 | 2219 | 3772.35 | 4448 | 28720 | 13314 | 50254.35 | 28405.23 | 1.7692
2017-04-08 | 9:00 | N | 8.54 | 10.11 | 10.61 | 6 | 8:00 | 256 | 306 | 2872 | 2219 | 2186.24 | 3093.66 | 30471.92 | 13314 | 49065.82 | 29320.01 | 1.6735
2017-04-08 | 10:00 | N | 7.39 | 8.4 | 10.72 | 6 | 9:00 | 156 | 343 | 2872 | 2219 | 1152.84 | 2881.2 | 30787.84 | 13314 | 48135.88 | 30956.17 | 1.555
2017-04-08 | 11:00 | N | 7.1 | 8.69 | 12 | 1.19 | 10:00 | 196 | 315 | 2872 | 2219 | 1391.6 | 2737.35 | 34464 | 2640.61 | 41233.56 | 32707.69 | 1.2607
2017-04-08 | 12:00 | N | 4.11 | 10.99 | 14.23 | 1.02 | 11:00 | 226 | 326 | 2842 | 1635 | 928.86 | 3582.74 | 40441.66 | 1667.7 | 46620.96 | 34241.41 | 1.3615
2017-04-08 | 13:00 | N | 3.62 | 8.13 | 13.13 | 1.2 | 12:00 | 222 | 319 | 2842 | 1635 | 803.64 | 2593.47 | 37315.46 | 1962 | 42674.57 | 35469.45 | 1.2031
2017-04-08 | 14:00 | N | 6.09 | 9.5 | 15.73 | 1.42 | 13:00 | 195 | 299 | 2842 | 1635 | 1187.55 | 2840.5 | 44704.66 | 2321.7 | 51054.41 | 36634.46 | 1.3936
2017-04-08 | 15:00 | N | 7.74 | 15 | 21.62 | 1.42 | 14:00 | 205 | 237 | 2842 | 1635 | 1586.7 | 3555 | 61444.04 | 2321.7 | 68907.44 | 37707.68 | 1.8274
2017-04-08 | 16:00 | N | 7.57 | 25 | 30.79 | 1.42 | 15:00 | 212 | 213 | 2842 | 1380 | 1604.84 | 5325 | 87505.18 | 1959.6 | 96394.62 | 38791.52 | 2.4849
2017-04-08 | 17:00 | N | 6.83 | 23.63 | 29.19 | 1.42 | 16:00 | 191 | 237 | 2842 | 1380 | 1304.53 | 5600.31 | 82957.98 | 1959.6 | 91822.42 | 39953.31 | 2.2982
2017-04-08 | 18:00 | N | 8.11 | 12.21 | 21.21 | 1.73 | 17:00 | 218 | 258 | 2842 | 1380 | 1767.98 | 3150.18 | 60278.82 | 2387.4 | 67584.38 | 40755.09 | 1.6583
2017-04-08 | 19:00 | N | 9.48 | 6.6 | 20 | 1.39 | 18:00 | 240 | 365 | 2842 | 1380 | 2275.2 | 2409 | 56840 | 1918.2 | 63442.4 | 41089.73 | 1.544
2017-04-08 | 20:00 | N | 11.06 | 7.82 | 15 | 1.4 | 19:00 | 320 | 214 | 2842 | 1426 | 3539.2 | 1673.48 | 42630 | 1996.4 | 49839.08 | 40329.58 | 1.2358
2017-04-08 | 21:00 | N | 9.82 | 8.19 | 13.19 | 1.22 | 20:00 | 322 | 178 | 2842 | 1426 | 3162.04 | 1457.82 | 37485.98 | 1739.72 | 43845.56 | 38968.44 | 1.1252
2017-04-08 | 22:00 | N | 23.68 | 10.61 | 10.61 | 1.02 | 21:00 | 337 | 173 | 2842 | 1426 | 7980.16 | 1835.53 | 30153.62 | 1454.52 | 41423.83 | 39043.26 | 1.061
2017-04-08 | 23:00 | N | 70 | 11.54 | 11.28 | 0.25 | 22:00 | 394 | 194 | 2842 | 1426 | 27580 | 2238.76 | 32057.76 | 356.5 | 62233.02 | 37922.06 | 1.6411
2017-04-08 | 24:00 | N | 25 | 10.43 | 10 | 0.25 | 23:00 | 389 | 265 | 2985 | 1111 | 9725 | 2763.95 | 29850 | 277.75 | 42616.7 | 35934.71 | 1.1859
2017-04-09 | 1:00 | N | 30 | 23.69 | 18 | 0.25 | 24:00 | 362 | 243 | 2985 | 1111 | 10860 | 5756.67 | 53730 | 277.75 | 70624.42 | 33449.23 | 2.1114
2017-04-09 | 2:00 | N | 18 | 8.61 | 23.23 | 0.25 | 1:00 | 294 | 212 | 2985 | 1111 | 5292 | 1825.32 | 69341.55 | 277.75 | 76736.62 | 31099.66 | 2.4674
2017-04-09 | 3:00 | N | 20.08 | 8 | 20.66 | 1.67 | 2:00 | 236 | 179 | 2985 | 1111 | 4738.88 | 1432 | 61670.1 | 1855.37 | 69696.35 | 29374.87 | 2.3727
2017-04-09 | 4:00 | N | 18 | 8 | 18.98 | 1.67 | 3:00 | 201 | 205 | 2985 | 1717 | 3618 | 1640 | 56655.3 | 2867.39 | 64780.69 | 28242.45 | 2.2937
2017-04-09 | 5:00 | N | 18 | 25.43 | 25.43 | 1.43 | 4:00 | 185 | 205 | 2985 | 1717 | 3330 | 5213.15 | 75908.55 | 2455.31 | 86907.01 | 27585.86 | 3.1504
2017-04-09 | 6:00 | N | 25 | 62 | 27.5 | 1.27 | 5:00 | 207 | 283 | 2985 | 1717 | 5175 | 17546 | 82087.5 | 2180.59 | 106989.09 | 27288.99 | 3.9206
2017-04-09 | 7:00 | N | 25 | 62 | 20 | 6 | 6:00 | 327 | 438 | 2985 | 1717 | 8175 | 27156 | 59700 | 10302 | 105333 | 27462.14 | 3.8356
2017-04-09 | 8:00 | N | 9.17 | 6 | 10 | 6 | 7:00 | 249 | 556 | 2872 | 2219 | 2283.33 | 3336 | 28720 | 13314 | 47653.33 | 28163.45 | 1.692
2017-04-09 | 9:00 | N | 5.17 | 9.27 | 10 | 6 | 8:00 | 256 | 306 | 2872 | 2219 | 1323.52 | 2836.62 | 28720 | 13314 | 46194.14 | 28747.88 | 1.6069
2017-04-09 | 10:00 | N | 10.11 | 8 | 17.02 | 5.6 | 9:00 | 156 | 343 | 2872 | 2219 | 1577.16 | 2744 | 48881.44 | 12426.4 | 65629 | 30488.87 | 2.1526
2017-04-09 | 11:00 | N | 8.89 | 8.11 | 12 | 0.99 | 10:00 | 196 | 315 | 2872 | 2219 | 1742.44 | 2554.65 | 34464 | 2196.81 | 40957.9 | 32608.07 | 1.2561
2017-04-09 | 12:00 | N | 8.61 | 10.1 | 20 | 0.99 | 11:00 | 226 | 326 | 2842 | 1635 | 1945.86 | 3292.6 | 56840 | 1618.65 | 63697.11 | 34363.76 | 1.8536
2017-04-09 | 13:00 | N | 4.11 | 8.61 | 12.37 | 0.99 | 12:00 | 222 | 319 | 2842 | 1635 | 912.42 | 2746.59 | 35155.54 | 1618.65 | 40433.2 | 35899.47 | 1.1263
2017-04-09 | 14:00 | N | 8.61 | 6.8 | 11.86 | 0.99 | 13:00 | 195 | 299 | 2842 | 1635 | 1678.95 | 2033.2 | 33706.12 | 1618.65 | 39036.92 | 37474.9 | 1.0417
2017-04-09 | 15:00 | N | 11.13 | 10.35 | 15.25 | 0.99 | 14:00 | 205 | 237 | 2842 | 1635 | 2281.65 | 2452.95 | 43340.5 | 1618.65 | 49693.75 | 39015.84 | 1.2737
2017-04-09 | 16:00 | N | 8.11 | 20.67 | 23.31 | 1.27 | 15:00 | 212 | 213 | 2842 | 1380 | 1719.32 | 4402.71 | 66247.02 | 1752.6 | 74121.65 | 40512.25 | 1.8296
2017-04-09 | 17:00 | N | 8.61 | 18.49 | 22.02 | 1 | 16:00 | 191 | 237 | 2842 | 1380 | 1644.51 | 4382.13 | 62580.84 | 1380 | 69987.48 | 41823.98 | 1.6734
2017-04-09 | 18:00 | N | 12.03 | 9.41 | 14.41 | 1 | 17:00 | 218 | 258 | 2842 | 1380 | 2622.54 | 2427.78 | 40953.22 | 1380 | 47383.54 | 42571.23 | 1.113
2017-04-09 | 19:00 | N | 10.11 | 6.5 | 15.5 | 0.99 | 18:00 | 240 | 365 | 2842 | 1380 | 2426.4 | 2372.5 | 44051 | 1366.2 | 50216.1 | 42676.02 | 1.1767
2017-04-09 | 20:00 | N | 7.72 | 12.49 | 21.49 | 0.99 | 19:00 | 320 | 214 | 2842 | 1426 | 2470.4 | 2672.86 | 61074.58 | 1411.74 | 67629.58 | 42071.2 | 1.6075
2017-04-09 | 21:00 | N | 8.11 | 19.78 | 26.74 | 0.99 | 20:00 | 322 | 178 | 2842 | 1426 | 2611.42 | 3520.84 | 75995.08 | 1411.74 | 83539.08 | 41557.58 | 2.0102
2017-04-09 | 22:00 | N | 25 | 16.77 | 16.97 | 0.99 | 21:00 | 337 | 173 | 2842 | 1426 | 8425 | 2901.21 | 48228.74 | 1411.74 | 60966.69 | 42274.05 | 1.4422
2017-04-09 | 23:00 | N | 70 | 10 | 10 | 0.25 | 22:00 | 394 | 194 | 2842 | 1426 | 27580 | 1940 | 28420 | 356.5 | 58296.5 | 41200.31 | 1.415
2017-04-09 | 24:00 | N | 30 | 22 | 22 | 0.25 | 23:00 | 389 | 265 | 2985 | 1111 | 11670 | 5830 | 65670 | 277.75 | 83447.75 | 38450.5 | 2.1703
2017-04-10 | 1:00 | N | 18 | 9.29 | 8 | 0.25 | 24:00 | 362 | 243 | 2985 | 1111 | 6516 | 2257.47 | 23880 | 277.75 | 32931.22 | 35149.64 | 0.93689
2017-04-10 | 2:00 | N | 3.98 | 6 | 6.2 | 0.25 | 1:00 | 294 | 212 | 2985 | 1111 | 1170.12 | 1272 | 18507 | 277.75 | 21226.87 | 32575.76 | 0.65162
2017-04-10 | 3:00 | N | 4.37 | 4.84 | 5.04 | 2 | 2:00 | 236 | 179 | 2985 | 1111 | 1031.32 | 866.36 | 15044.4 | 2222 | 19164.08 | 30974.22 | 0.61871
2017-04-10 | 4:00 | N | 4.71 | 4.11 | 4.31 | 2 | 3:00 | 201 | 205 | 2985 | 1717 | 946.71 | 842.55 | 12865.35 | 3434 | 18088.61 | 30075.99 | 0.60143
2017-04-10 | 5:00 | N | 3.5 | 7.51 | 7.11 | 2 | 4:00 | 185 | 205 | 2985 | 1717 | 647.5 | 1539.55 | 21223.35 | 3434 | 26844.4 | 29762.05 | 0.90197
2017-04-10 | 6:00 | N | 12.55 | 12.2 | 8 | 1.96 | 5:00 | 207 | 283 | 2985 | 1717 | 2597.85 | 3452.6 | 23880 | 3365.32 | 33295.77 | 30256.8 | 1.1004
2017-04-10 | 7:00 | N | 8.11 | 15 | 12 | 10.5 | 6:00 | 327 | 438 | 2985 | 1717 | 2651.97 | 6570 | 35820 | 18028.5 | 63070.47 | 32185.18 | 1.9596
2017-04-10 | 8:00 | N | 3.47 | 10.5 | 11.1 | 10.5 | 7:00 | 249 | 556 | 2872 | 2219 | 864.03 | 5838 | 31879.2 | 23299.5 | 61880.73 | 35593.41 | 1.7385
2017-04-10 | 9:00 | N | 3.01 | 11.8 | 12 | 10.2 | 8:00 | 256 | 306 | 2872 | 2219 | 770.56 | 3610.8 | 34464 | 22633.8 | 61479.16 | 36842.61 | 1.6687
2017-04-10 | 10:00 | N | 2.73 | 10.01 | 10.59 | 9 | 9:00 | 156 | 343 | 2872 | 2219 | 425.88 | 3433.43 | 30414.48 | 19971 | 54244.79 | 37325.38 | 1.4533
2017-04-10 | 11:00 | N | 2.11 | 9.07 | 10.65 | 2 | 10:00 | 196 | 315 | 2872 | 2219 | 413.56 | 2857.05 | 30586.8 | 4438 | 38295.41 | 38432.89 | 0.99642
2017-04-10 | 12:00 | N | 1 | 5.01 | 7.89 | 1.16 | 11:00 | 226 | 326 | 2842 | 1635 | 226 | 1633.26 | 22423.38 | 1896.6 | 26179.24 | 39751.92 | 0.65857
2017-04-10 | 13:00 | N | 1 | 5.01 | 10.11 | 1.15 | 12:00 | 222 | 319 | 2842 | 1635 | 222 | 1598.19 | 28732.62 | 1880.25 | 32433.06 | 40939.54 | 0.79222
2017-04-10 | 14:00 | N | 2.11 | 5.87 | 12 | 0.99 | 13:00 | 195 | 299 | 2842 | 1635 | 411.45 | 1755.13 | 34104 | 1618.65 | 37889.23 | 41718.6 | 0.90821
2017-04-10 | 15:00 | N | 2.11 | 9.54 | 16.69 | 1.01 | 14:00 | 205 | 237 | 2842 | 1635 | 432.55 | 2260.98 | 47432.98 | 1651.35 | 51777.86 | 42444.15 | 1.2199
2017-04-10 | 16:00 | N | 2.36 | 14.98 | 22.98 | 2 | 15:00 | 212 | 213 | 2842 | 1380 | 500.32 | 3190.74 | 65309.16 | 2760 | 71760.22 | 42911.16 | 1.6723
2017-04-10 | 17:00 | N | 2.61 | 5.01 | 19.11 | 2 | 16:00 | 191 | 237 | 2842 | 1380 | 498.51 | 1187.37 | 54310.62 | 2760 | 58756.5 | 43061.17 | 1.3645
2017-04-10 | 18:00 | N | 3.5 | 5.01 | 11.7 | 1.47 | 17:00 | 218 | 258 | 2842 | 1380 | 763 | 1292.58 | 33251.4 | 2028.6 | 37335.58 | 43144.1 | 0.86537
2017-04-10 | 19:00 | N | 5.37 | 4.47 | 8.05 | 1.1 | 18:00 | 240 | 365 | 2842 | 1380 | 1288.8 | 1631.55 | 22878.1 | 1518 | 27316.45 | 42832.47 | 0.63775
2017-04-10 | 20:00 | N | 4.11 | 5.01 | 10.86 | 1.04 | 19:00 | 320 | 214 | 2842 | 1426 | 1315.2 | 1072.14 | 30864.12 | 1483.04 | 34734.5 | 42145.32 | 0.82416
2017-04-10 | 21:00 | N | 3.5 | 8.27 | 14.01 | 1.2 | 20:00 | 322 | 178 | 2842 | 1426 | 1127 | 1472.06 | 39816.42 | 1711.2 | 44126.68 | 41698.77 | 1.0582
2017-04-10 | 22:00 | N | 12 | 6.49 | 6.69 | 1.15 | 21:00 | 337 | 173 | 2842 | 1426 | 4044 | 1122.77 | 19012.98 | 1639.9 | 25819.65 | 42266.36 | 0.61088
2017-04-10 | 23:00 | N | 27.5 | 8 | 7.75 | 0.3 | 22:00 | 394 | 194 | 2842 | 1426 | 10835 | 1552 | 22025.5 | 427.8 | 34840.3 | 40977.63 | 0.85023
2017-04-10 | 24:00 | N | 25 | 7.17 | 6.58 | 0.3 | 23:00 | 389 | 265 | 2985 | 1111 | 9725 | 1900.05 | 19641.3 | 333.3 | 31599.65 | 38045.53 | 0.83057
2017-04-11 | 1:00 | N | 9.57 | 6.77 | 7.32 | 0.01 | 24:00 | 362 | 243 | 2985 | 1111 | 3464.34 | 1645.11 | 21850.2 | 11.11 | 26970.76 | 34713.17 | 0.77696
2017-04-11 | 2:00 | N | 3.46 | 1.98 | 4 | 0.01 | 1:00 | 294 | 212 | 2985 | 1111 | 1017.24 | 419.76 | 11940 | 11.11 | 13388.11 | 32238.56 | 0.41528
2017-04-11 | 3:00 | N | 4.01 | 2.11 | 3.5 | 1.22 | 2:00 | 236 | 179 | 2985 | 1111 | 946.36 | 377.69 | 10447.5 | 1355.42 | 13126.97 | 30644.25 | 0.42837
2017-04-11 | 4:00 | N | 3.62 | 2.11 | 3.5 | 1.25 | 3:00 | 201 | 205 | 2985 | 1717 | 727.62 | 432.55 | 10447.5 | 2146.25 | 13753.92 | 29620.49 | 0.46434
2017-04-11 | 5:00 | N | 3.44 | 2.6 | 3.9 | 1.25 | 4:00 | 185 | 205 | 2985 | 1717 | 636.4 | 533 | 11641.5 | 2146.25 | 14957.15 | 29138.48 | 0.51331
2017-04-11 | 6:00 | N | 5.9 | 7.02 | 7.11 | 1.44 | 5:00 | 207 | 283 | 2985 | 1717 | 1221.3 | 1986.66 | 21223.35 | 2472.48 | 26903.79 | 29357.23 | 0.91643
2017-04-11 | 7:00 | N | 8.11 | 12 | 7.47 | 6.72 | 6:00 | 327 | 438 | 2985 | 1717 | 2651.97 | 5256 | 22297.95 | 11538.24 | 41744.16 | 31036.72 | 1.345
2017-04-11 | 8:00 | N | 3.56 | 4 | 4.36 | 3.89 | 7:00 | 249 | 556 | 2872 | 2219 | 886.44 | 2224 | 12521.92 | 8631.91 | 24264.27 | 34388.13 | 0.7056
2017-04-11 | 9:00 | N | 3.5 | 7.36 | 7.56 | 5 | 8:00 | 256 | 306 | 2872 | 2219 | 896 | 2252.16 | 21712.32 | 11095 | 35955.48 | 35697.37 | 1.0072
2017-04-11 | 10:00 | N | 3.46 | 7.02 | 8.36 | 5.42 | 9:00 | 156 | 343 | 2872 | 2219 | 539.76 | 2407.86 | 24009.92 | 12026.98 | 38984.52 | 35975.52 | 1.0836
2017-04-11 | 11:00 | N | 3.13 | 4.51 | 7.79 | 1.02 | 10:00 | 196 | 315 | 2872 | 2219 | 613.48 | 1420.65 | 22372.88 | 2263.38 | 26670.39 | 36656.7 | 0.72757
2017-04-11 | 12:00 | N | 3.46 | 5.61 | 10.61 | 0.99 | 11:00 | 226 | 326 | 2842 | 1635 | 781.96 | 1828.86 | 30153.62 | 1618.65 | 34383.09 | 37576.52 | 0.91502
2017-04-11 | 13:00 | N | 3.01 | 4 | 11.59 | 0.99 | 12:00 | 222 | 319 | 2842 | 1635 | 668.22 | 1276 | 32938.78 | 1618.65 | 36501.65 | 38096.38 | 0.95814
2017-04-11 | 14:00 | N | 3.5 | 5.32 | 14.4 | 1.02 | 13:00 | 195 | 299 | 2842 | 1635 | 682.5 | 1590.68 | 40924.8 | 1667.7 | 44865.68 | 38303.13 | 1.1713
2017-04-11 | 15:00 | N | 4.96 | 7.76 | 17.16 | 0.99 | 14:00 | 205 | 237 | 2842 | 1635 | 1016.8 | 1839.12 | 48768.72 | 1618.65 | 53243.29 | 38297.65 | 1.3902
2017-04-11 | 16:00 | N | 3.5 | 11.81 | 20.33 | 1.98 | 15:00 | 212 | 213 | 2842 | 1380 | 742 | 2515.53 | 57777.86 | 2732.4 | 63767.79 | 38329.78 | 1.6637
2017-04-11 | 17:00 | N | 6.19 | 11.89 | 21.87 | 2 | 16:00 | 191 | 237 | 2842 | 1380 | 1182.29 | 2817.93 | 62154.54 | 2760 | 68914.76 | 38496.07 | 1.7902
2017-04-11 | 18:00 | N | 7 | 5 | 12.86 | 2 | 17:00 | 218 | 258 | 2842 | 1380 | 1526 | 1290 | 36548.12 | 2760 | 42124.12 | 38618.43 | 1.0908
2017-04-11 | 19:00 | N | 10 | 5 | 10.61 | 1.34 | 18:00 | 240 | 365 | 2842 | 1380 | 2400 | 1825 | 30153.62 | 1849.2 | 36227.82 | 38400.73 | 0.94341
2017-04-11 | 20:00 | N | 5.9 | 3.17 | 8.16 | 1.36 | 19:00 | 320 | 214 | 2842 | 1426 | 1888 | 678.38 | 23190.72 | 1939.36 | 27696.46 | 37967.04 | 0.72949
2017-04-11 | 21:00 | N | 6.29 | 9.07 | 16.23 | 1.02 | 20:00 | 322 | 178 | 2842 | 1426 | 2025.38 | 1614.46 | 46125.66 | 1454.52 | 51220.02 | 37748.31 | 1.3569
2017-04-11 | 22:00 | N | 8.11 | 5.75 | 6.14 | 0.99 | 21:00 | 337 | 173 | 2842 | 1426 | 2733.07 | 994.75 | 17449.88 | 1411.74 | 22589.44 | 38556.58 | 0.58588
2017-04-11 | 23:00 | N | 19.97 | 6.58 | 7.35 | 0.01 | 22:00 | 394 | 194 | 2842 | 1426 | 7868.18 | 1276.52 | 20888.7 | 14.26 | 30047.66 | 37422.46 | 0.80293
2017-04-11 | 24:00 | N | 10.03 | 8 | 8.44 | 0.01 | 23:00 | 389 | 265 | 2985 | 1111 | 3901.67 | 2120 | 25193.4 | 11.11 | 31226.18 | 34790.82 | 0.89754
2017-04-12 | 1:00 | N | 8 | 4.51 | 4.25 | 0.01 | 24:00 | 362 | 243 | 2985 | 1111 | 2896 | 1095.93 | 12686.25 | 11.11 | 16689.29 | 31749.76 | 0.52565
2017-04-12 | 2:00 | N | 3.5 | 2.11 | 3.99 | 0.01 | 1:00 | 294 | 212 | 2985 | 1111 | 1029 | 447.32 | 11910.15 | 11.11 | 13397.58 | 29493.5 | 0.45426
2017-04-12 | 3:00 | N | 3.5 | 2.11 | 3.58 | 1.62 | 2:00 | 236 | 179 | 2985 | 1111 | 826 | 377.69 | 10686.3 | 1799.82 | 13689.81 | 28188.05 | 0.48566
2017-04-12 | 4:00 | N | 3 | 2.11 | 3.8 | 1.62 | 3:00 | 201 | 205 | 2985 | 1717 | 603 | 432.55 | 11343 | 2781.54 | 15160.09 | 27494.23 | 0.55139
2017-04-12 | 5:00 | N | 2.82 | 3.06 | 4.11 | 1.8 | 4:00 | 185 | 205 | 2985 | 1717 | 521.7 | 627.3 | 12268.35 | 3090.6 | 16507.95 | 27182.92 | 0.60729
2017-04-12 | 6:00 | N | 5.1 | 5.67 | 4.25 | 1.82 | 5:00 | 207 | 283 | 2985 | 1717 | 1055.7 | 1604.61 | 12686.25 | 3124.94 | 18471.5 | 27468.81 | 0.67245
2017-04-12 | 7:00 | N | 5.25 | 13.55 | 8.55 | 6.88 | 6:00 | 327 | 438 | 2985 | 1717 | 1716.75 | 5934.9 | 25521.75 | 11812.96 | 44986.36 | 29247.16 | 1.5381
2017-04-12 | 8:00 | N | 2.61 | 5.14 | 6.3 | 5.14 | 7:00 | 249 | 556 | 2872 | 2219 | 649.89 | 2857.84 | 18093.6 | 11405.66 | 33006.99 | 32745.58 | 1.008
2017-04-12 | 9:00 | N | 2 | 7.8 | 8 | 7 | 8:00 | 256 | 306 | 2872 | 2219 | 512 | 2386.8 | 22976 | 15533 | 41407.8 | 34034.87 | 1.2166
2017-04-12 | 10:00 | N | 2 | 7.74 | 8 | 7.12 | 9:00 | 156 | 343 | 2872 | 2219 | 312 | 2654.82 | 22976 | 15799.28 | 41742.1 | 34264.07 | 1.2182
2017-04-12 | 11:00 | N | 2 | 4 | 7.38 | 2 | 10:00 | 196 | 315 | 2872 | 2219 | 392 | 1260 | 21195.36 | 4438 | 27285.36 | 34994.67 | 0.7797
2017-04-12 | 12:00 | N | 2 | 4 | 6.89 | 2 | 11:00 | 226 | 326 | 2842 | 1635 | 452 | 1304 | 19581.38 | 3270 | 24607.38 | 35884.43 | 0.68574
2017-04-12 | 13:00 | N | 2 | 3.1 | 5.86 | 1.82 | 12:00 | 222 | 319 | 2842 | 1635 | 444 | 988.9 | 16654.12 | 2975.7 | 21062.72 | 36802.83 | 0.57231
2017-04-12 | 14:00 | N | 2.11 | 3.52 | 7.21 | 2 | 13:00 | 195 | 299 | 2842 | 1635 | 411.45 | 1052.48 | 20490.82 | 3270 | 25224.75 | 37720.8 | 0.66872
2017-04-12 | 15:00 | N | 2.61 | 3.33 | 9.25 | 2 | 14:00 | 205 | 237 | 2842 | 1635 | 535.05 | 789.21 | 26288.5 | 3270 | 30882.76 | 38746.65 | 0.79704
2017-04-12 | 16:00 | N | 2.11 | 6.94 | 11.94 | 2.98 | 15:00 | 212 | 213 | 2842 | 1380 | 447.32 | 1478.22 | 33933.48 | 4112.4 | 39971.42 | 39485.16 | 1.0123
2017-04-12 | 17:00 | N | 3.5 | 5.3 | 16.73 | 2 | 16:00 | 191 | 237 | 2842 | 1380 | 668.5 | 1256.1 | 47546.66 | 2760 | 52231.26 | 39979.25 | 1.3065
2017-04-12 | 18:00 | N | 4.11 | 4.44 | 11.86 | 2 | 17:00 | 218 | 258 | 2842 | 1380 | 895.98 | 1145.52 | 33706.12 | 2760 | 38507.62 | 40513.96 | 0.95048
2017-04-12 | 19:00 | N | 6.9 | 4.08 | 8.42 | 3.2 | 18:00 | 240 | 365 | 2842 | 1380 | 1656 | 1489.2 | 23929.64 | 4416 | 31490.84 | 40464.58 | 0.77823
2017-04-12 | 20:00 | N | 3.76 | 6.36 | 11.65 | 2 | 19:00 | 320 | 214 | 2842 | 1426 | 1203.2 | 1361.04 | 33109.3 | 2852 | 38525.54 | 40101.78 | 0.96069
2017-04-12 | 21:00 | N | 5.43 | 11.74 | 21.52 | 2 | 20:00 | 322 | 178 | 2842 | 1426 | 1748.46 | 2089.72 | 61159.84 | 2852 | 67850.02 | 39722.43 | 1.7081
2017-04-12 | 22:00 | N | 8 | 7.41 | 7.61 | 2 | 21:00 | 337 | 173 | 2842 | 1426 | 2696 | 1281.93 | 21627.62 | 2852 | 28457.55 | 40568.11 | 0.70148
2017-04-12 | 23:00 | N | 13.28 | 5.97 | 6.17 | 0.01 | 22:00 | 394 | 194 | 2842 | 1426 | 5232.32 | 1158.18 | 17535.14 | 14.26 | 23939.9 | 39305.46 | 0.60907
2017-04-12 | 24:00 | N | 16.72 | 5.58 | 5.58 | 0.01 | 23:00 | 389 | 265 | 2985 | 1111 | 6504.08 | 1478.7 | 16656.3 | 11.11 | 24650.19 | 36378.49 | 0.6776
2017-04-13 | 1:00 | N | 8 | 4.68 | 4 | 0.01 | 24:00 | 362 | 243 | 2985 | 1111 | 2896 | 1137.24 | 11940 | 11.11 | 15984.35 | 33127.23 | 0.48251
2017-04-13 | 2:00 | N | 3.5 | 2.61 | 3.5 | 0.01 | 1:00 | 294 | 212 | 2985 | 1111 | 1029 | 553.32 | 10447.5 | 11.11 | 12040.93 | 30536.61 | 0.39431
2017-04-13 | 3:00 | N | 3.89 | 2.61 | 3.5 | 1.59 | 2:00 | 236 | 179 | 2985 | 1111 | 918.04 | 467.19 | 10447.5 | 1766.49 | 13599.22 | 28959.27 | 0.4696
2017-04-13 | 4:00 | N | 3.5 | 2.61 | 4 | 1.52 | 3:00 | 201 | 205 | 2985 | 1717 | 703.5 | 535.05 | 11940 | 2609.84 | 15788.39 | 28005.68 | 0.56376
2017-04-13 | 5:00 | N | 3.11 | 3.8 | 4 | 1.6 | 4:00 | 185 | 205 | 2985 | 1717 | 575.35 | 779 | 11940 | 2747.2 | 16041.55 | 27532.4 | 0.58264
2017-04-13 | 6:00 | N | 8 | 8 | 6.44 | 2 | 5:00 | 207 | 283 | 2985 | 1717 | 1656 | 2264 | 19223.4 | 3434 | 26577.4 | 27832.57 | 0.9549
2017-04-13 | 7:00 | N | 5.36 | 11 | 9.75 | 9 | 6:00 | 327 | 438 | 2985 | 1717 | 1752.72 | 4818 | 29103.75 | 15453 | 51127.47 | 29534.26 | 1.7311
2017-04-13 | 8:00 | N | 3.98 | 8.61 | 9.21 | 8.61 | 7:00 | 249 | 556 | 2872 | 2219 | 991.02 | 4787.16 | 26451.12 | 19105.59 | 51334.89 | 33027.64 | 1.5543
2017-04-13 | 9:00 | N | 3.5 | 10.68 | 10.46 | 9.08 | 8:00 | 256 | 306 | 2872 | 2219 | 896 | 3268.08 | 30041.12 | 20148.52 | 54353.72 | 34299.62 | 1.5847
2017-04-13 | 10:00 | N | 3.98 | 7.62 | 8 | 7 | 9:00 | 156 | 343 | 2872 | 2219 | 620.88 | 2613.66 | 22976 | 15533 | 41743.54 | 34885.86 | 1.1966
2017-04-13 | 11:00 | N | 3.5 | 4 | 7.92 | 0.99 | 10:00 | 196 | 315 | 2872 | 2219 | 686 | 1260 | 22746.24 | 2196.81 | 26889.05 | 36155.56 | 0.7437
2017-04-13 | 12:00 | N | 3.5 | 6.89 | 12 | 0.99 | 11:00 | 226 | 326 | 2842 | 1635 | 791 | 2246.14 | 34104 | 1618.65 | 38759.79 | 37735.57 | 1.0271
2017-04-13 | 13:00 | N | 3.5 | 3.96 | 10 | 0.99 | 12:00 | 222 | 319 | 2842 | 1635 | 777 | 1263.24 | 28420 | 1618.65 | 32078.89 | 39245.17 | 0.8174
2017-04-13 | 14:00 | N | 3.5 | 2.65 | 7.9 | 0.99 | 13:00 | 195 | 299 | 2842 | 1635 | 682.5 | 792.35 | 22451.8 | 1618.65 | 25545.3 | 40534.28 | 0.63021
2017-04-13 | 15:00 | N | 5.47 | 5.06 | 13 | 2 | 14:00 | 205 | 237 | 2842 | 1635 | 1121.35 | 1199.22 | 36946 | 3270 | 42536.57 | 41985.49 | 1.0131
2017-04-13 | 16:00 | N | 4.11 | 8.92 | 19.2 | 3.62 | 15:00 | 212 | 213 | 2842 | 1380 | 871.32 | 1899.96 | 54566.4 | 4995.6 | 62333.28 | 43066.84 | 1.4474
2017-04-13 | 17:00 | N | 7.04 | 6.38 | 17.72 | 3.62 | 16:00 | 191 | 237 | 2842 | 1380 | 1344.64 | 1512.06 | 50360.24 | 4995.6 | 58212.54 | 43762.04 | 1.3302
2017-04-13 | 18:00 | N | 4.55 | 4 | 12.04 | 3.62 | 17:00 | 218 | 258 | 2842 | 1380 | 991.9 | 1032 | 34217.68 | 4995.6 | 41237.18 | 43985.15 | 0.93753
2017-04-13 | 19:00 | N | 8.35 | 4.08 | 11.61 | 3.2 | 18:00 | 240 | 365 | 2842 | 1380 | 2004 | 1489.2 | 32995.62 | 4416 | 40904.82 | 43543.29 | 0.93941
2017-04-13 | 20:00 | N | 3.98 | 3.1 | 10.63 | 1.61 | 19:00 | 320 | 214 | 2842 | 1426 | 1273.6 | 663.4 | 30210.46 | 2295.86 | 34443.32 | 42283.99 | 0.81457
2017-04-13 | 21:00 | N | 6.5 | 6.91 | 13.23 | 0.99 | 20:00 | 322 | 178 | 2842 | 1426 | 2093 | 1229.98 | 37599.66 | 1411.74 | 42334.38 | 40866.98 | 1.0359
2017-04-13 | 22:00 | N | 8 | 6.38 | 6.62 | 0.99 | 21:00 | 337 | 173 | 2842 | 1426 | 2696 | 1103.74 | 18814.04 | 1411.74 | 24025.52 | 41011.12 | 0.58583
2017-04-13 | 23:00 | N | 23.49 | 7.8 | 8 | 0.01 | 22:00 | 394 | 194 | 2842 | 1426 | 9255.06 | 1513.2 | 22736 | 14.26 | 33518.52 | 39722 | 0.84383
2017-04-13 | 24:00 | N | 22 | 15.82 | 19.83 | 0.01 | 23:00 | 389 | 265 | 2985 | 1111 | 8558 | 4192.3 | 59192.55 | 11.11 | 71953.96 | 37089.42 | 1.94
2017-04-14 | 1:00 | N | 15 | 8.11 | 7 | 0.01 | 24:00 | 362 | 243 | 2985 | 1111 | 5430 | 1970.73 | 20895 | 11.11 | 28306.84 | 34016.68 | 0.83215
2017-04-14 | 2:00 | N | 10.32 | 4 | 7 | 0.01 | 1:00 | 294 | 212 | 2985 | 1111 | 3034.08 | 848 | 20895 | 11.11 | 24788.19 | 31406.64 | 0.78927
2017-04-14 | 3:00 | N | 14 | 3.53 | 7 | 1.25 | 2:00 | 236 | 179 | 2985 | 1111 | 3304 | 631.87 | 20895 | 1388.75 | 26219.62 | 29688.48 | 0.88316
2017-04-14 | 4:00 | N | 12.41 | 4 | 4.2 | 1.38 | 3:00 | 201 | 205 | 2985 | 1717 | 2494.41 | 820 | 12537 | 2369.46 | 18220.87 | 28626.39 | 0.63651
2017-04-14 | 5:00 | N | 9.42 | 8 | 8.2 | 1.38 | 4:00 | 185 | 205 | 2985 | 1717 | 1742.7 | 1640 | 24477 | 2369.46 | 30229.16 | 28017.58 | 1.0789
2017-04-14 | 6:00 | N | 15.8 | 20 | 15 | 1.39 | 5:00 | 207 | 283 | 2985 | 1717 | 3270.6 | 5660 | 44775 | 2386.63 | 56092.23 | 28110.76 | 1.9954
2017-04-14 | 7:00 | N | 13.55 | 14 | 9.75 | 9 | 6:00 | 327 | 438 | 2985 | 1717 | 4430.85 | 6132 | 29103.75 | 15453 | 55119.6 | 29042.79 | 1.8979
2017-04-14 | 8:00 | N | 4.8 | 5.6 | 8.07 | 5.6 | 7:00 | 249 | 556 | 2872 | 2219 | 1195.2 | 3113.6 | 23177.04 | 12426.4 | 39912.24 | 30647.5 | 1.3023
2017-04-14 | 9:00 | N | 3.98 | 8.11 | 8.92 | 6.51 | 8:00 | 256 | 306 | 2872 | 2219 | 1018.88 | 2481.66 | 25618.24 | 14445.69 | 43564.47 | 31469 | 1.3844
2017-04-14 | 10:00 | N | 3.98 | 5.62 | 6.61 | 5 | 9:00 | 156 | 343 | 2872 | 2219 | 620.88 | 1927.66 | 18983.92 | 11095 | 32627.46 | 33101.52 | 0.98568
2017-04-14 | 11:00 | N | 3.5 | 4.05 | 8 | 0.97 | 10:00 | 196 | 315 | 2872 | 2219 | 686 | 1275.75 | 22976 | 2152.43 | 27090.18 | 35046.92 | 0.77297
2017-04-14 | 12:00 | N | 3.5 | 5.63 | 10.63 | 0.99 | 11:00 | 226 | 326 | 2842 | 1635 | 791 | 1835.38 | 30210.46 | 1618.65 | 34455.49 | 36922.08 | 0.93319
2017-04-14 | 13:00 | N | 3.38 | 3.1 | 6.61 | 0.99 | 12:00 | 222 | 319 | 2842 | 1635 | 750.36 | 988.9 | 18785.62 | 1618.65 | 22143.53 | 38411.46 | 0.57648
2017-04-14 | 14:00 | N | 3.46 | 3.1 | 8.28 | 0.99 | 13:00 | 195 | 299 | 2842 | 1635 | 674.7 | 926.9 | 23531.76 | 1618.65 | 26752.01 | 39582.5 | 0.67585
2017-04-14 | 15:00 | N | 4.47 | 4.76 | 10.94 | 0.99 | 14:00 | 205 | 237 | 2842 | 1635 | 916.35 | 1128.12 | 31091.48 | 1618.65 | 34754.6 | 40883.11 | 0.8501
2017-04-14 | 16:00 | N | 2.11 | 7.11 | 14.17 | 0.99 | 15:00 | 212 | 213 | 2842 | 1380 | 447.32 | 1514.43 | 40271.14 | 1366.2 | 43599.09 | 41853.31 | 1.0417
2017-04-14 | 17:00 | N | 2.61 | 8.09 | 17.34 | 0.99 | 16:00 | 191 | 237 | 2842 | 1380 | 498.51 | 1917.33 | 49280.28 | 1366.2 | 53062.32 | 42829.92 | 1.2389
2017-04-14 | 18:00 | N | 4.14 | 5.28 | 10.77 | 0.99 | 17:00 | 218 | 258 | 2842 | 1380 | 902.52 | 1362.24 | 30608.34 | 1366.2 | 34239.3 | 43372.44 | 0.78943
2017-04-14 | 19:00 | N | 5.8 | 2.64 | 7.1 | 0.99 | 18:00 | 240 | 365 | 2842 | 1380 | 1392 | 963.6 | 20178.2 | 1366.2 | 23900 | 43360.95 | 0.55119
2017-04-14 | 20:00 | N | 6.35 | 5 | 11.52 | 1.26 | 19:00 | 320 | 214 | 2842 | 1426 | 2032 | 1070 | 32739.84 | 1796.76 | 37638.6 | 42039.99 | 0.8953
2017-04-14 | 21:00 | N | 8.11 | 4 | 11.29 | 0.99 | 20:00 | 322 | 178 | 2842 | 1426 | 2611.42 | 712 | 32086.18 | 1411.74 | 36821.34 | 40283.34 | 0.91406
2017-04-14 | 22:00 | N | 8.11 | 8 | 8 | 0.99 | 21:00 | 337 | 173 | 2842 | 1426 | 2733.07 | 1384 | 22736 | 1411.74 | 28264.81 | 40077.9 | 0.70525
2017-04-14 | 23:00 | N | 36.89 | 9.99 | 10 | 0.01 | 22:00 | 394 | 194 | 2842 | 1426 | 14534.66 | 1938.06 | 28420 | 14.26 | 44906.98 | 38982.86 | 1.152
2017-04-14 | 24:00 | N | 15 | 9.8 | 10 | 0.01 | 23:00 | 389 | 265 | 2985 | 1111 | 5835 | 2597 | 29850 | 11.11 | 38293.11 | 36852.33 | 1.0391
2017-04-15 | 1:00 | N | 15 | 8 | 7.97 | 0.01 | 24:00 | 362 | 243 | 2985 | 1111 | 5430 | 1944 | 23790.45 | 11.11 | 31175.56 | 34178.12 | 0.91215
2017-04-15 | 2:00 | N | 10.11 | 3.5 | 7.61 | 0.01 | 1:00 | 294 | 212 | 2985 | 1111 | 2972.34 | 742 | 22715.85 | 11.11 | 26441.3 | 31723.61 | 0.83349
2017-04-15 | 3:00 | N | 14 | 3.5 | 15 | 1.42 | 2:00 | 236 | 179 | 2985 | 1111 | 3304 | 626.5 | 44775 | 1577.62 | 50283.12 | 30006.57 | 1.6757
2017-04-15 | 4:00 | N | 13.93 | 4 | 8.25 | 1.42 | 3:00 | 201 | 205 | 2985 | 1717 | 2799.93 | 820 | 24626.25 | 2438.14 | 30684.32 | 28838.41 | 1.064
2017-04-15 | 5:00 | N | 14 | 6 | 8.5 | 1.42 | 4:00 | 185 | 205 | 2985 | 1717 | 2590 | 1230 | 25372.5 | 2438.14 | 31630.64 | 28132.31 | 1.1244
2017-04-15 | 6:00 | N | 15 | 13.23 | 8.5 | 1.56 | 5:00 | 207 | 283 | 2985 | 1717 | 3105 | 3744.09 | 25372.5 | 2678.52 | 34900.11 | 27770.21 | 1.2567
2017-04-15 | 7:00 | N | 14.2 | 12 | 8 | 7 | 6:00 | 327 | 438 | 2985 | 1717 | 4643.4 | 5256 | 23880 | 12019 | 45798.4 | 27963.58 | 1.6378
2017-04-15 | 8:00 | N | 6.21 | 4 | 7.11 | 4 | 7:00 | 249 | 556 | 2872 | 2219 | 1546.29 | 2224 | 20419.92 | 8876 | 33066.21 | 28752.42 | 1.15
2017-04-15 | 9:00 | N | 3.98 | 6.94 | 7.11 | 5.34 | 8:00 | 256 | 306 | 2872 | 2219 | 1018.88 | 2123.64 | 20419.92 | 11849.46 | 35411.9 | 29518.38 | 1.1997
2017-04-15 | 10:00 | N | 3.98 | 4.89 | 5.08 | 4.27 | 9:00 | 156 | 343 | 2872 | 2219 | 620.88 | 1677.27 | 14589.76 | 9475.13 | 26363.04 | 31669.92 | 0.83243
2017-04-15 | 11:00 | N | 3.46 | 5 | 6.14 | 2 | 10:00 | 196 | 315 | 2872 | 2219 | 678.16 | 1575 | 17634.08 | 4438 | 24325.24 | 34196.94 | 0.71133
2017-04-15 | 12:00 | N | 3.5 | 6.85 | 7.25 | 1.12 | 11:00 | 226 | 326 | 2842 | 1635 | 791 | 2233.1 | 20604.5 | 1831.2 | 25459.8 | 36465.62 | 0.69819
2017-04-15 | 13:00 | N | 3.46 | 7.23 | 8.39 | 1.42 | 12:00 | 222 | 319 | 2842 | 1635 | 768.12 | 2306.37 | 23844.38 | 2321.7 | 29240.57 | 38274.2 | 0.76398
2017-04-15 | 14:00 | N | 2.11 | 4.3 | 7.28 | 2 | 13:00 | 195 | 299 | 2842 | 1635 | 411.45 | 1285.7 | 20689.76 | 3270 | 25656.91 | 39871.22 | 0.64349
2017-04-15 | 15:00 | N | 2 | 5.95 | 10.85 | 1.35 | 14:00 | 205 | 237 | 2842 | 1635 | 410 | 1410.15 | 30835.7 | 2207.25 | 34863.1 | 41062.49 | 0.84903
2017-04-15 | 16:00 | N | 1 | 10.87 | 15.92 | 0.99 | 15:00 | 212 | 213 | 2842 | 1380 | 212 | 2315.31 | 45244.64 | 1366.2 | 49138.15 | 41949.7 | 1.1714
2017-04-15 | 17:00 | N | 2 | 13.16 | 18.69 | 0.99 | 16:00 | 191 | 237 | 2842 | 1380 | 382 | 3118.92 | 53116.98 | 1366.2 | 57984.1 | 42687.53 | 1.3583
2017-04-15 | 18:00 | N | 2.61 | 7.27 | 13.03 | 0.99 | 17:00 | 218 | 258 | 2842 | 1380 | 568.98 | 1875.66 | 37031.26 | 1366.2 | 40842.1 | 43111.51 | 0.94736
2017-04-15 | 19:00 | N | 3.5 | 5 | 7.58 | 0.99 | 18:00 | 240 | 365 | 2842 | 1380 | 840 | 1825 | 21542.36 | 1366.2 | 25573.56 | 42934.82 | 0.59564
2017-04-15 | 20:00 | N | 3.46 | 5 | 8.46 | 1.23 | 19:00 | 320 | 214 | 2842 | 1426 | 1107.2 | 1070 | 24043.32 | 1753.98 | 27974.5 | 42007.28 | 0.66594
2017-04-15 | 21:00 | N | 3.5 | 4 | 10.31 | 1.08 | 20:00 | 322 | 178 | 2842 | 1426 | 1127 | 712 | 29301.02 | 1540.08 | 32680.1 | 40558.04 | 0.80576
2017-04-15 | 22:00 | N | 8 | 8.59 | 8.79 | 0.99 | 21:00 | 337 | 173 | 2842 | 1426 | 2696 | 1486.07 | 24981.18 | 1411.74 | 30574.99 | 40634.98 | 0.75243
2017-04-15 | 23:00 | N | 30 | 8.8 | 9 | 0.01 | 22:00 | 394 | 194 | 2842 | 1426 | 11820 | 1707.2 | 25578 | 14.26 | 39119.46 | 39729.69 | 0.98464
2017-04-15 | 24:00 | N | 20 | 9.29 | 9 | 0.01 | 23:00 | 389 | 265 | 2985 | 1111 | 7780 | 2461.85 | 26865 | 11.11 | 37117.96 | 37813.04 | 0.98162
2017-04-16 | 1:00 | N | 15 | 5.5 | 4.5 | 0.01 | 24:00 | 362 | 243 | 2985 | 1111 | 5430 | 1336.5 | 13432.5 | 11.11 | 20210.11 | 35251.99 | 0.5733
2017-04-16 | 2:00 | N | 7.36 | 3 | 4.5 | 0.01 | 1:00 | 294 | 212 | 2985 | 1111 | 2163.84 | 636 | 13432.5 | 11.11 | 16243.45 | 32864.48 | 0.49426
2017-04-16 | 3:00 | N | 9.5 | 3.25 | 5.25 | 1.51 | 2:00 | 236 | 179 | 2985 | 1111 | 2242 | 581.75 | 15671.25 | 1677.61 | 20172.61 | 30954.96 | 0.65168
2017-04-16 | 4:00 | N | 8.61 | 3.5 | 5.25 | 1.62 | 3:00 | 201 | 205 | 2985 | 1717 | 1730.61 | 717.5 | 15671.25 | 2781.54 | 20900.9 | 29634.76 | 0.70528
2017-04-16 | 5:00 | N | 8.11 | 4.41 | 5.5 | 1.25 | 4:00 | 185 | 205 | 2985 | 1717 | 1500.35 | 904.05 | 16417.5 | 2146.25 | 20968.15 | 28811.49 | 0.72777
2017-04-16 | 6:00 | N | 11.61 | 8 | 5.5 | 1.71 | 5:00 | 207 | 283 | 2985 | 1717 | 2403.27 | 2264 | 16417.5 | 2936.07 | 24020.84 | 28368.63 | 0.84674
2017-04-16 | 7:00 | N | 9.1 | 9 | 7.21 | 7 | 6:00 | 327 | 438 | 2985 | 1717 | 2975.7 | 3942 | 21521.85 | 12019 | 40458.55 | 28376.12 | 1.4258
2017-04-16 | 8:00 | N | 3.87 | 5 | 5.92 | 5 | 7:00 | 249 | 556 | 2872 | 2219 | 963.63 | 2780 | 17002.24 | 11095 | 31840.87 | 28917.6 | 1.1011
2017-04-16 | 9:00 | N | 3.98 | 7 | 7.11 | 6.2 | 8:00 | 256 | 306 | 2872 | 2219 | 1018.88 | 2142 | 20419.92 | 13757.8 | 37338.6 | 29543.18 | 1.2639
2017-04-16 | 10:00 | N | 3.5 | 5.85 | 6.05 | 5.6 | 9:00 | 156 | 343 | 2872 | 2219 | 546 | 2006.55 | 17375.6 | 12426.4 | 32354.55 | 31510.98 | 1.0268
2017-04-16 | 11:00 | N | 3.46 | 4.31 | 6.96 | 0.99 | 10:00 | 196 | 315 | 2872 | 2219 | 678.16 | 1357.65 | 19989.12 | 2196.81 | 24221.74 | 33790 | 0.71683
2017-04-16 | 12:00 | N | 2 | 4 | 6.45 | 0.99 | 11:00 | 226 | 326 | 2842 | 1635 | 452 | 1304 | 18330.9 | 1618.65 | 21705.55 | 35712.29 | 0.60779
2017-04-16 | 13:00 | N | 2 | 3.1 | 6.61 | 0.99 | 12:00 | 222 | 319 | 2842 | 1635 | 444 | 988.9 | 18785.62 | 1618.65 | 21837.17 | 37436.99 | 0.5833
2017-04-16 | 14:00 | N | 2 | 3.08 | 7.25 | 0.99 | 13:00 | 195 | 299 | 2842 | 1635 | 390 | 920.92 | 20604.5 | 1618.65 | 23534.07 | 38835.36 | 0.606
2017-04-16 | 15:00 | N | 2 | 6.05 | 10.75 | 0.99 | 14:00 | 205 | 237 | 2842 | 1635 | 410 | 1433.85 | 30551.5 | 1618.65 | 34014 | 39779.31 | 0.85507
2017-04-16 | 16:00 | N | 1 | 7.8 | 16.29 | 0.99 | 15:00 | 212 | 213 | 2842 | 1380 | 212 | 1661.4 | 46296.18 | 1366.2 | 49535.78 | 40343.6 | 1.2278
2017-04-16 | 17:00 | N | 2.61 | 12.93 | 24.49 | 0.99 | 16:00 | 191 | 237 | 2842 | 1380 | 498.51 | 3064.41 | 69600.58 | 1366.2 | 74529.7 | 40769.22 | 1.8281
2017-04-16 | 18:00 | N | 3.5 | 5.98 | 16.25 | 0.99 | 17:00 | 218 | 258 | 2842 | 1380 | 763 | 1542.84 | 46182.5 | 1366.2 | 49854.54 | 41188.11 | 1.2104
2017-04-16 | 19:00 | N | 3.98 | 2.61 | 9.29 | 0.99 | 18:00 | 240 | 365 | 2842 | 1380 | 955.2 | 952.65 | 26402.18 | 1366.2 | 29676.23 | 41247.15 | 0.71947
2017-04-16 | 20:00 | N | 3.85 | 3.1 | 10.27 | 0.99 | 19:00 | 320 | 214 | 2842 | 1426 | 1232 | 663.4 | 29187.34 | 1411.74 | 32494.48 | 40468.74 | 0.80295
2017-04-16 | 21:00 | N | 3.5 | 6.38 | 17.11 | 0.99 | 20:00 | 322 | 178 | 2842 | 1426 | 1127 | 1135.64 | 48626.62 | 1411.74 | 52301 | 39877.92 | 1.3115
2017-04-16 | 22:00 | N | 8 | 5.86 | 7.61 | 0.99 | 21:00 | 337 | 173 | 2842 | 1426 | 2696 | 1013.78 | 21627.62 | 1411.74 | 26749.14 | 40729.87 | 0.65675
2017-04-16 | 23:00 | N | 15 | 7.41 | 7.61 | 0.12 | 22:00 | 394 | 194 | 2842 | 1426 | 5910 | 1437.54 | 21627.62 | 171.12 | 29146.28 | 39876.08 | 0.73092
2017-04-16 | 24:00 | N | 9 | 7 | 7.11 | 0.12 | 23:00 | 389 | 265 | 2985 | 1111 | 3501 | 1855 | 21223.35 | 133.32 | 26712.67 | 37221 | 0.71768
2017-04-17 | 1:00 | N | 8 | 3.96 | 4 | 0.25 | 24:00 | 362 | 243 | 2985 | 1111 | 2896 | 962.28 | 11940 | 277.75 | 16076.03 | 34060.25 | 0.47199
2017-04-17 | 2:00 | N | 3.5 | 2.4 | 3.52 | 0.25 | 1:00 | 294 | 212 | 2985 | 1111 | 1029 | 508.8 | 10507.2 | 277.75 | 12322.75 | 31457.42 | 0.39173
2017-04-17 | 3:00 | N | 4.93 | 2.11 | 4 | 3 | 2:00 | 236 | 179 | 2985 | 1111 | 1163.48 | 377.69 | 11940 | 3333 | 16814.17 | 29851.02 | 0.56327
2017-04-17 | 4:00 | N | 3.5 | 2.11 | 4 | 3 | 3:00 | 201 | 205 | 2985 | 1717 | 703.5 | 432.55 | 11940 | 5151 | 18227.05 | 28876.36 | 0.63121
2017-04-17 | 5:00 | N | 3.22 | 2.61 | 4 | 3 | 4:00 | 185 | 205 | 2985 | 1717 | 595.7 | 535.05 | 11940 | 5151 | 18221.75 | 28461.04 | 0.64023
2017-04-17 | 6:00 | N | 6.85 | 4.72 | 4.07 | 4.71 | 5:00 | 207 | 283 | 2985 | 1717 | 1417.95 | 1335.76 | 12148.95 | 8087.07 | 22989.73 | 28801.27 | 0.79822
2017-04-17 | 7:00 | N | 5.17 | 12 | 8.63 | 12 | 6:00 | 327 | 438 | 2985 | 1717 | 1690.59 | 5256 | 25760.55 | 20604 | 53311.14 | 30513.01 | 1.7472
2017-04-17 | 8:00 | N | 2.11 | 4.8 | 7.1 | 7.66 | 7:00 | 249 | 556 | 2872 | 2219 | 525.39 | 2668.8 | 20391.2 | 16997.54 | 40582.93 | 33376.48 | 1.2159
2017-04-17 | 9:00 | N | 3.5 | 6.86 | 7.38 | 7.17 | 8:00 | 256 | 306 | 2872 | 2219 | 896 | 2099.16 | 21195.36 | 15910.23 | 40100.75 | 34524.2 | 1.1615
2017-04-17 | 10:00 | N | 3.5 | 4.71 | 8.68 | 8.91 | 9:00 | 156 | 343 | 2872 | 2219 | 546 | 1615.53 | 24928.96 | 19771.29 | 46861.78 | 35533.11 | 1.3188
2017-04-17 | 11:00 | N | 2.11 | 3.92 | 7.21 | 2 | 10:00 | 196 | 315 | 2872 | 2219 | 413.56 | 1234.8 | 20707.12 | 4438 | 26793.48 | 37161.69 | 0.721
2017-04-17 | 12:00 | N | 2 | 3.91 | 6.14 | 2 | 11:00 | 226 | 326 | 2842 | 1635 | 452 | 1274.66 | 17449.88 | 3270 | 22446.54 | 38756.18 | 0.57917
2017-04-17 | 13:00 | N | 2 | 5.92 | 8.01 | 2 | 12:00 | 222 | 319 | 2842 | 1635 | 444 | 1888.48 | 22764.42 | 3270 | 28366.9 | 40445.05 | 0.70137
2017-04-17 | 14:00 | N | 2.11 | 8.91 | 11.82 | 2 | 13:00 | 195 | 299 | 2842 | 1635 | 411.45 | 2664.09 | 33592.44 | 3270 | 39937.98 | 41771.51 | 0.95611
2017-04-17 | 15:00 | N | 2.61 | 12.58 | 15.97 | 2 | 14:00 | 205 | 237 | 2842 | 1635 | 535.05 | 2981.46 | 45386.74 | 3270 | 52173.25 | 42870.18 | 1.217
2017-04-17 | 16:00 | N | 2 | 17.54 | 23.18 | 4.82 | 15:00 | 212 | 213 | 2842 | 1380 | 424 | 3736.02 | 65877.56 | 6651.6 | 76689.18 | 43090 | 1.7797
2017-04-17 | 17:00 | N | 2.11 | 12.3 | 23.89 | 4.82 | 16:00 | 191 | 237 | 2842 | 1380 | 403.01 | 2915.1 | 67895.38 | 6651.6 | 77865.09 | 42615.04 | 1.8272
2017-04-17 | 18:00 | N | 3.5 | 6.76 | 12.43 | 4.62 | 17:00 | 218 | 258 | 2842 | 1380 | 763 | 1744.08 | 35326.06 | 6375.6 | 44208.74 | 42077.23 | 1.0507
2017-04-17 | 19:00 | N | 4.11 | 3.69 | 9.79 | 2.62 | 18:00 | 240 | 365 | 2842 | 1380 | 986.4 | 1346.85 | 27823.18 | 3615.6 | 33772.03 | 41014.59 | 0.82342
2017-04-17 | 20:00 | N | 3.5 | 3.7 | 9.44 | 2.67 | 19:00 | 320 | 214 | 2842 | 1426 | 1120 | 791.8 | 26828.48 | 3807.42 | 32547.7 | 39909.86 | 0.81553
2017-04-17 | 21:00 | N | 3.5 | 5.94 | 14.66 | 2 | 20:00 | 322 | 178 | 2842 | 1426 | 1127 | 1057.32 | 41663.72 | 2852 | 46700.04 | 39289.08 | 1.1886
2017-04-17 | 22:00 | N | 8 | 4 | 7.61 | 1.82 | 21:00 | 337 | 173 | 2842 | 1426 | 2696 | 692 | 21627.62 | 2595.32 | 27610.94 | 39729.96 | 0.69497
2017-04-17 | 23:00 | N | 9.42 | 6 | 5.77 | 0.25 | 22:00 | 394 | 194 | 2842 | 1426 | 3711.48 | 1164 | 16398.34 | 356.5 | 21630.32 | 38449.39 | 0.56257
2017-04-17 | 24:00 | N | 10.58 | 6.41 | 5.79 | 0.25 | 23:00 | 389 | 265 | 2985 | 1111 | 4115.62 | 1698.65 | 17283.15 | 277.75 | 23375.17 | 35542.17 | 0.65767
2017-04-18 | 1:00 | N | 8.11 | 3.91 | 3.63 | 0.12 | 24:00 | 362 | 243 | 2985 | 1111 | 2935.82 | 950.13 | 10835.55 | 133.32 | 14854.82 | 32383.89 | 0.45871
2017-04-18 | 2:00 | N | 3.5 | 2.61 | 3 | 0.01 | 1:00 | 294 | 212 | 2985 | 1111 | 1029 | 553.32 | 8955 | 11.11 | 10548.43 | 30090.99 | 0.35055
2017-04-18 | 3:00 | N | 4.22 | 2.5 | 3 | 2 | 2:00 | 236 | 179 | 2985 | 1111 | 995.92 | 447.5 | 8955 | 2222 | 12620.42 | 28564.49 | 0.44182
2017-04-18 | 4:00 | N | 3.51 | 2.5 | 3 | 2 | 3:00 | 201 | 205 | 2985 | 1717 | 705.51 | 512.5 | 8955 | 3434 | 13607.01 | 27678.38 | 0.49161
2017-04-18 | 5:00 | N | 3.45 | 2.76 | 3 | 2 | 4:00 | 185 | 205 | 2985 | 1717 | 638.25 | 565.8 | 8955 | 3434 | 13593.05 | 27365.4 | 0.49672
2017-04-18 | 6:00 | N | 6.96 | 4.11 | 4.11 | 2 | 5:00 | 207 | 283 | 2985 | 1717 | 1440.72 | 1163.13 | 12268.35 | 3434 | 18306.2 | 27660.12 | 0.66183
2017-04-18 | 7:00 | N | 3.98 | 8.77 | 6.87 | 6.78 | 6:00 | 327 | 438 | 2985 | 1717 | 1301.46 | 3841.26 | 20506.95 | 11641.26 | 37290.93 | 29473.58 | 1.2652
2017-04-18 | 8:00 | N | 2.11 | 4.97 | 5.39 | 5.18 | 7:00 | 249 | 556 | 2872 | 2219 | 525.39 | 2763.32 | 15480.08 | 11494.42 | 30263.21 | 32841.16 | 0.9215
2017-04-18 | 9:00 | N | 3.01 | 7.39 | 7.59 | 7.14 | 8:00 | 256 | 306 | 2872 | 2219 | 770.56 | 2261.34 | 21798.48 | 15843.66 | 40674.04 | 34059.56 | 1.1942
2017-04-18 | 10:00 | N | 3.5 | 7.88 | 8.86 | 8.41 | 9:00 | 156 | 343 | 2872 | 2219 | 546 | 2702.84 | 25445.92 | 18661.79 | 47356.55 | 34485.7 | 1.3732
2017-04-18 | 11:00 | N | 3.01 | 4 | 7.95 | 2 | 10:00 | 196 | 315 | 2872 | 2219 | 589.96 | 1260 | 22832.4 | 4438 | 29120.36 | 35385.89 | 0.82294
2017-04-18 | 12:00 | N | 2.82 | 6.45 | 8 | 2 | 11:00 | 226 | 326 | 2842 | 1635 | 637.32 | 2102.7 | 22736 | 3270 | 28746.02 | 36549.82 | 0.78649
2017-04-18 | 13:00 | N | 2 | 4.97 | 7.59 | 3.03 | 12:00 | 222 | 319 | 2842 | 1635 | 444 | 1585.43 | 21570.78 | 4954.05 | 28554.26 | 37835.89 | 0.75469
2017-04-18 | 14:00 | N | 2.9 | 5.42 | 9.64 | 3.01 | 13:00 | 195 | 299 | 2842 | 1635 | 565.5 | 1620.58 | 27396.88 | 4921.35 | 34504.31 | 39061.92 | 0.88332
2017-04-18 | 15:00 | N | 3.5 | 9.52 | 15 | 2 | 14:00 | 205 | 237 | 2842 | 1635 | 717.5 | 2256.24 | 42630 | 3270 | 48873.74 | 40617.86 | 1.2033
2017-04-18 | 16:00 | N | 2 | 13.65 | 20.45 | 2 | 15:00 | 212 | 213 | 2842 | 1380 | 424 | 2907.45 | 58118.9 | 2760 | 64210.35 | 41968.52 | 1.53
2017-04-18 | 17:00 | N | 2.61 | 18.65 | 26.04 | 2 | 16:00 | 191 | 237 | 2842 | 1380 | 498.51 | 4420.05 | 74005.68 | 2760 | 81684.24 | 43051.97 | 1.8973
2017-04-18 | 18:00 | N | 3.5 | 8.74 | 15.34 | 3.21 | 17:00 | 218 | 258 | 2842 | 1380 | 763 | 2254.92 | 43596.28 | 4429.8 | 51044 | 44121.53 | 1.1569
2017-04-18 | 19:00 | N | 7.42 | 3.91 | 10 | 2 | 18:00 | 240 | 365 | 2842 | 1380 | 1780.8 | 1427.15 | 28420 | 2760 | 34387.95 | 44487.45 | 0.77298
2017-04-18 | 20:00 | N | 5.98 | 3.91 | 8.81 | 2 | 19:00 | 320 | 214 | 2842 | 1426 | 1913.6 | 836.74 | 25038.02 | 2852 | 30640.36 | 43896.79 | 0.69801
2017-04-18 | 21:00 | N | 7.65 | 4.98 | 10.49 | 1.68 | 20:00 | 322 | 178 | 2842 | 1426 | 2463.3 | 886.44 | 29812.58 | 2395.68 | 35558 | 42463.42 | 0.83738
2017-04-18 | 22:00 | N | 8 | 6.81 | 8 | 0.99 | 21:00 | 337 | 173 | 2842 | 1426 | 2696 | 1178.13 | 22736 | 1411.74 | 28021.87 | 42596.28 | 0.65785
2017-04-18 | 23:00 | N | 11.57 | 4.2 | 4.79 | 0.12 | 22:00 | 394 | 194 | 2842 | 1426 | 4558.58 | 814.8 | 13613.18 | 171.12 | 19157.68 | 41053.33 | 0.46665
2017-04-18 | 24:00 | N | 8 | 4.11 | 5.5 | 0.01 | 23:00 | 389 | 265 | 2985 | 1111 | 3112 | 1089.15 | 16417.5 | 11.11 | 20629.76 | 37798.54 | 0.54578
2017-04-19 | 1:00 | N | 9.15 | 3.91 | 4 | 0.01 | 24:00 | 362 | 243 | 2985 | 1111 | 3312.3 | 950.13 | 11940 | 11.11 | 16213.54 | 34123.76 | 0.47514
2017-04-19 | 2:00 | N | 5.06 | 3 | 4 | 0.01 | 1:00 | 294 | 212 | 2985 | 1111 | 1487.64 | 636 | 11940 | 11.11 | 14074.75 | 31369.08 | 0.44868
2017-04-19 | 3:00 | N | 5.6 | 3 | 4 | 2 | 2:00 | 236 | 179 | 2985 | 1111 | 1321.6 | 537 | 11940 | 2222 | 16020.6 | 29638.03 | 0.54054
2017-04-19 | 4:00 | N | 5.13 | 3 | 4 | 2 | 3:00 | 201 | 205 | 2985 | 1717 | 1031.13 | 615 | 11940 | 3434 | 17020.13 | 28660.9 | 0.59384
2017-04-19 | 5:00 | N | 4.11 | 3 | 4 | 2 | 4:00 | 185 | 205 | 2985 | 1717 | 760.35 | 615 | 11940 | 3434 | 16749.35 | 28226.05 | 0.5934
2017-04-19 | 6:00 | N | 8 | 4.19 | 4 | 2 | 5:00 | 207 | 283 | 2985 | 1717 | 1656 | 1185.77 | 11940 | 3434 | 18215.77 | 28527.12 | 0.63854
2017-04-19 | 7:00 | N | 5.76 | 10.88 | 10 | 9.79 | 6:00 | 327 | 438 | 2985 | 1717 | 1883.52 | 4765.44 | 29850 | 16809.43 | 53308.39 | 30392 | 1.754
2017-04-19 | 8:00 | N | 3.46 | 4.11 | 7.6 | 7 | 7:00 | 249 | 556 | 2872 | 2219 | 861.54 | 2285.16 | 21827.2 | 15533 | 40506.9 | 33884.37 | 1.1954
2017-04-19 | 9:00 | N | 3.29 | 7.61 | 7.77 | 7.32 | 8:00 | 256 | 306 | 2872 | 2219 | 842.24 | 2328.66 | 22315.44 | 16243.08 | 41729.42 | 34973.27 | 1.1932
2017-04-19 | 10:00 | N | 3.16 | 9.62 | 10.23 | 9 | 9:00 | 156 | 343 | 2872 | 2219 | 492.96 | 3299.66 | 29380.56 | 19971 | 53144.18 | 35708.83 | 1.4883
2017-04-19 | 11:00 | N | 2.78 | 3.38 | 7.61 | 2 | 10:00 | 196 | 315 | 2872 | 2219 | 544.88 | 1064.7 | 21855.92 | 4438 | 27903.5 | 37089.48 | 0.75233
2017-04-19 | 12:00 | N | 2.61 | 6.13 | 9.02 | 3.09 | 11:00 | 226 | 326 | 2842 | 1635 | 589.86 | 1998.38 | 25634.84 | 5052.15 | 33275.23 | 38579.24 | 0.86252
2017-04-19 | 13:00 | N | 2.11 | 3.17 | 6.61 | 2.4 | 12:00 | 222 | 319 | 2842 | 1635 | 468.42 | 1011.23 | 18785.62 | 3924 | 24189.27 | 40279.89 | 0.60053
2017-04-19 | 14:00 | N | 2.11 | 4.46 | 8.19 | 3.76 | 13:00 | 195 | 299 | 2842 | 1635 | 411.45 | 1333.54 | 23275.98 | 6147.6 | 31168.57 | 41926.94 | 0.7434
2017-04-19 | 15:00 | N | 2.61 | 8.22 | 14.23 | 5 | 14:00 | 205 | 237 | 2842 | 1635 | 535.05 | 1948.14 | 40441.66 | 8175 | 51099.85 | 43742.54 | 1.1682
2017-04-19 | 16:00 | N | 2 | 9.08 | 17.36 | 5 | 15:00 | 212 | 213 | 2842 | 1380 | 424 | 1934.04 | 49337.12 | 6900 | 58595.16 | 45233.49 | 1.2954
2017-04-19 | 17:00 | N | 2.11 | 13.38 | 21.15 | 5 | 16:00 | 191 | 237 | 2842 | 1380 | 403.01 | 3171.06 | 60108.3 | 6900 | 70582.37 | 46552.51 | 1.5162
2017-04-19 | 18:00 | N | 3.5 | 5.54 | 12.45 | 2.53 | 17:00 | 218 | 258 | 2842 | 1380 | 763 | 1429.32 | 35382.9 | 3491.4 | 41066.62 | 47624.23 | 0.86231
2017-04-19 | 19:00 | N | 6.84 | 3.91 | 7.77 | 1.85 | 18:00 | 240 | 365 | 2842 | 1380 | 1641.6 | 1427.15 | 22082.34 | 2553 | 27704.09 | 47718.92 | 0.58057
2017-04-19 | 20:00 | N | 6.39 | 3.35 | 8.35 | 2.73 | 19:00 | 320 | 214 | 2842 | 1426 | 2044.8 | 716.9 | 23730.7 | 3892.98 | 30385.38 | 46740.16 | 0.65009
2017-04-19 | 21:00 | N | 7.27 | 3.59 | 7.61 | 2 | 20:00 | 322 | 178 | 2842 | 1426 | 2340.94 | 639.02 | 21627.62 | 2852 | 27459.58 | 45155.47 | 0.60811
2017-04-19 | 22:00 | N | 8 | 4 | 8 | 1.42 | 21:00 | 337 | 173 | 2842 | 1426 | 2696 | 692 | 22736 | 2024.92 | 28148.92 | 45101.94 | 0.62412
2017-04-19 | 23:00 | N | 11.36 | 5.5 | 5.5 | 0.01 | 22:00 | 394 | 194 | 2842 | 1426 | 4475.84 | 1067 | 15631 | 14.26 | 21188.1 | 43629.63 | 0.48564
2017-04-19 | 24:00 | N | 8 | 4.11 | 5.5 | 0.01 | 23:00 | 389 | 265 | 2985 | 1111 | 3112 | 1089.15 | 16417.5 | 11.11 | 20629.76 | 40263.76 | 0.51237
2017-04-20 | 1:00 | N | 10.11 | 4 | 4 | 0.01 | 24:00 | 362 | 243 | 2985 | 1111 | 3659.82 | 972 | 11940 | 11.11 | 16582.93 | 36412.3 | 0.45542
2017-04-20 | 2:00 | N | 5.99 | 3 | 4 | 0.01 | 1:00 | 294 | 212 | 2985 | 1111 | 1761.06 | 636 | 11940 | 11.11 | 14348.17 | 33448.87 | 0.42896
2017-04-20 | 3:00 | N | 7.16 | 2.87 | 4 | 2.82 | 2:00 | 236 | 179 | 2985 | 1111 | 1689.76 | 513.73 | 11940 | 3133.02 | 17276.51 | 31566.27 | 0.54731
2017-04-20 | 4:00 | N | 6.47 | 3 | 4 | 2.82 | 3:00 | 201 | 205 | 2985 | 1717 | 1300.47 | 615 | 11940 | 4841.94 | 18697.41 | 30368.21 | 0.61569
2017-04-20 | 5:00 | N | 5.72 | 3 | 3.82 | 2.82 | 4:00 | 185 | 205 | 2985 | 1717 | 1058.2 | 615 | 11402.7 | 4841.94 | 17917.84 | 29727.65 | 0.60273
2017-04-20 | 6:00 | N | 7.12 | 4 | 4 | 2.82 | 5:00 | 207 | 283 | 2985 | 1717 | 1473.84 | 1132 | 11940 | 4841.94 | 19387.78 | 29873.9 | 0.64899
2017-04-20 | 7:00 | N | 6 | 8.61 | 8.16 | 7.41 | 6:00 | 327 | 438 | 2985 | 1717 | 1962 | 3771.18 | 24357.6 | 12722.97 | 42813.75 | 31649.08 | 1.3528
2017-04-20 | 8:00 | N | 3.5 | 3 | 7.11 | 6.51 | 7:00 | 249 | 556 | 2872 | 2219 | 871.5 | 1668 | 20419.92 | 14445.69 | 37405.11 | 35149.81 | 1.0642
2017-04-20 | 9:00 | N | 3.5 | 7.61 | 7.61 | 7 | 8:00 | 256 | 306 | 2872 | 2219 | 896 | 2328.66 | 21855.92 | 15533 | 40613.58 | 36146.68 | 1.1236
2017-04-20 | 10:00 | N | 3.5 | 3.05 | 9.19 | 8.98 | 9:00 | 156 | 343 | 2872 | 2219 | 546 | 1046.15 | 26393.68 | 19926.62 | 47912.45 | 36943.73 | 1.2969
2017-04-20 | 11:00 | N | 2.61 | 3.1 | 5.19 | 2.33 | 10:00 | 196 | 315 | 2872 | 2219 | 511.56 | 976.5 | 14905.68 | 5170.27 | 21564.01 | 38442.06 | 0.56095
2017-04-20 | 12:00 | N | 2 | 4.22 | 5.85 | 2.62 | 11:00 | 226 | 326 | 2842 | 1635 | 452 | 1375.72 | 16625.7 | 4283.7 | 22737.12 | 40392.35 | 0.56291
2017-04-20 | 13:00 | N | 2 | 5.99 | 7.41 | 4.34 | 12:00 | 222 | 319 | 2842 | 1635 | 444 | 1910.81 | 21059.22 | 7095.9 | 30509.93 | 42240.64 | 0.72229
2017-04-20 | 14:00 | N | 2.11 | 4.62 | 8.52 | 4.62 | 13:00 | 195 | 299 | 2842 | 1635 | 411.45 | 1381.38 | 24213.84 | 7553.7 | 33560.37 | 44074.1 | 0.76145
2017-04-20 | 15:00 | N | 2.11 | 10.06 | 14.86 | 2 | 14:00 | 205 | 237 | 2842 | 1635 | 432.55 | 2384.22 | 42232.12 | 3270 | 48318.89 | 46106.5 | 1.048
2017-04-20 | 16:00 | N | 2.11 | 18.47 | 27.3 | 11.82 | 15:00 | 212 | 213 | 2842 | 1380 | 447.32 | 3934.11 | 77586.6 | 16311.6 | 98279.63 | 47859.82 | 2.0535
2017-04-20 | 17:00 | N | 2.62 | 26.77 | 34.38 | 20.85 | 16:00 | 191 | 237 | 2842 | 1380 | 500.42 | 6344.49 | 97707.96 | 28773 | 133325.87 | 49345.32 | 2.7019
2017-04-20 | 18:00 | N | 2.61 | 8.45 | 13.71 | 5 | 17:00 | 218 | 258 | 2842 | 1380 | 568.98 | 2180.1 | 38963.82 | 6900 | 48612.9 | 50459.72 | 0.9634
2017-04-20 | 19:00 | N | 4.11 | 5.12 | 11.28 | 3.32 | 18:00 | 240 | 365 | 2842 | 1380 | 986.4 | 1868.8 | 32057.76 | 4581.6 | 39494.56 | 50447.32 | 0.78289
2017-04-20 | 20:00 | N | 4.11 | 4.63 | 8.2 | 4.01 | 19:00 | 320 | 214 | 2842 | 1426 | 1315.2 | 990.82 | 23304.4 | 5718.26 | 31328.68 | 49154.05 | 0.63736
2017-04-20 | 21:00 | N | 7.24 | 5.05 | 7.83 | 4.43 | 20:00 | 322 | 178 | 2842 | 1426 | 2331.28 | 898.9 | 22252.86 | 6317.18 | 31800.22 | 47192.89 | 0.67383
2017-04-20 | 22:00 | N | 8 | 6.42 | 7.02 | 3.52 | 21:00 | 337 | 173 | 2842 | 1426 | 2696 | 1110.66 | 19950.84 | 5019.52 | 28777.02 | 46764.25 | 0.61536
2017-04-20 | 23:00 | N | 8.61 | 5.5 | 5.48 | 0.12 | 22:00 | 394 | 194 | 2842 | 1426 | 3392.34 | 1067 | 15574.16 | 171.12 | 20204.62 | 44971.89 | 0.44927
2017-04-20 | 24:00 | N | 8 | 4 | 4 | 0.01 | 23:00 | 389 | 265 | 2985 | 1111 | 3112 | 1060 | 11940 | 11.11 | 16123.11 | 41334.89 | 0.39006
2017-04-21 | 1:00 | N | 11.62 | 5 | 4.51 | 0.01 | 24:00 | 362 | 243 | 2985 | 1111 | 4206.44 | 1215 | 13462.35 | 11.11 | 18894.9 | 37424.2 | 0.50488
2017-04-21 | 2:00 | N | 6 | 3 | 3.84 | 0.12 | 1:00 | 294 | 212 | 2985 | 1111 | 1764 | 636 | 11462.4 | 133.32 | 13995.72 | 34314.36 | 0.40787
2017-04-21 | 3:00 | N | 6 | 2.87 | 3.51 | 2.51 | 2:00 | 236 | 179 | 2985 | 1111 | 1416 | 513.73 | 10477.35 | 2788.61 | 15195.69 | 32396.17 | 0.46906
2017-04-21 | 4:00 | N | 5.95 | 2.61 | 3.51 | 2.51 | 3:00 | 201 | 205 | 2985 | 1717 | 1195.95 | 535.05 | 10477.35 | 4309.67 | 16518.02 | 31040.23 | 0.53215
2017-04-21 | 5:00 | N | 4.39 | 3.31 | 3.51 | 2.51 | 4:00 | 185 | 205 | 2985 | 1717 | 812.15 | 678.55 | 10477.35 | 4309.67 | 16277.72 | 30301.78 | 0.53719
2017-04-21 | 6:00 | N | 6.32 | 6 | 4.25 | 3 | 5:00 | 207 | 283 | 2985 | 1717 | 1308.24 | 1698 | 12686.25 | 5151 | 20843.49 | 30410.17 | 0.68541
2017-04-21 | 7:00 | N | 5.99 | 10.2 | 9.75 | 9 | 6:00 | 327 | 438 | 2985 | 1717 | 1958.73 | 4467.6 | 29103.75 | 15453 | 50983.08 | 32031.23 | 1.5917
2017-04-21 | 8:00 | N | 3.46 | 4.87 | 6.91 | 6.31 | 7:00 | 249 | 556 | 2872 | 2219 | 861.54 | 2707.72 | 19845.52 | 14001.89 | 37416.67 | 35246.53 | 1.0616
2017-04-21 | 9:00 | N | 2.93 | 6.76 | 7.38 | 7 | 8:00 | 256 | 306 | 2872 | 2219 | 750.08 | 2068.56 | 21195.36 | 15533 | 39547 | 36363.11 | 1.0876
2017-04-21 | 10:00 | N | 2.99 | 8.41 | 10.03 | 9 | 9:00 | 156 | 343 | 2872 | 2219 | 466.44 | 2884.63 | 28806.16 | 19971 | 52128.23 | 37274.01 | 1.3985
2017-04-21 | 11:00 | N | 3.01 | 5.41 | 9.41 | 3 | 10:00 | 196 | 315 | 2872 | 2219 | 589.96 | 1704.15 | 27025.52 | 6657 | 35976.63 | 38831.17 | 0.92649
2017-04-21 | 12:00 | N | 2.61 | 7.28 | 8 | 3 | 11:00 | 226 | 326 | 2842 | 1635 | 589.86 | 2373.28 | 22736 | 4905 | 30604.14 | 40770.8 | 0.75064
2017-04-21 | 13:00 | N | 1 | 8.11 | 10 | 2.84 | 12:00 | 222 | 319 | 2842 | 1635 | 222 | 2587.09 | 28420 | 4643.4 | 35872.49 | 42675.21 | 0.84059
2017-04-21 | 14:00 | N | 2 | 2.11 | 7.61 | 2.11 | 13:00 | 195 | 299 | 2842 | 1635 | 390 | 630.89 | 21627.62 | 3449.85 | 26098.36 | 44316.74 | 0.58891
2017-04-21 | 15:00 | N | 2 | 4.72 | 14.43 | 1 | 14:00 | 205 | 237 | 2842 | 1635 | 410 | 1118.64 | 41010.06 | 1635 | 44173.7 | 46011.81 | 0.96005
2017-04-21 | 16:00 | N | 1.65 | 12.14 | 23.96 | 3 | 15:00 | 212 | 213 | 2842 | 1380 | 349.8 | 2585.82 | 68094.32 | 4140 | 75169.94 | 47544.84 | 1.581
2017-04-21 | 17:00 | N | 2.11 | 13.35 | 25 | 6 | 16:00 | 191 | 237 | 2842 | 1380 | 403.01 | 3163.95 | 71050 | 8280 | 82896.96 | 48671.06 | 1.7032
2017-04-21 | 18:00 | N | 2.61 | 5.6 | 12.33 | 1.74 | 17:00 | 218 | 258 | 2842 | 1380 | 568.98 | 1444.8 | 35041.86 | 2401.2 | 39456.84 | 49589.16 | 0.79567
2017-04-21 | 19:00 | N | 8.61 | 3.77 | 8.28 | 1 | 18:00 | 240 | 365 | 2842 | 1380 | 2066.4 | 1376.05 | 23531.76 | 1380 | 28354.21 | 49409.86 | 0.57386
2017-04-21 | 20:00 | N | 4.04 | 3.34 | 7.12 | 2.71 | 19:00 | 320 | 214 | 2842 | 1426 | 1292.8 | 714.76 | 20235.04 | 3864.46 | 26107.06 | 48066.46 | 0.54315
2017-04-21 | 21:00 | N | 3.51 | 4 | 8.03 | 1.62 | 20:00 | 322 | 178 | 2842 | 1426 | 1130.22 | 712 | 22821.26 | 2310.12 | 26973.6 | 46002 | 0.58636
2017-04-21 | 22:00 | N | 8.11 | 4 | 4.34 | 0.99 | 21:00 | 337 | 173 | 2842 | 1426 | 2733.07 | 692 | 12334.28 | 1411.74 | 17171.09 | 45312.03 | 0.37895
2017-04-21 | 23:00 | N | 9.1 | 5.35 | 5.5 | 0.12 | 22:00 | 394 | 194 | 2842 | 1426 | 3585.4 | 1037.9 | 15631 | 171.12 | 20425.42 | 43665.75 | 0.46777
2017-04-21 | 24:00 | N | 8.11 | 4 | 4 | 0.01 | 23:00 | 389 | 265 | 2985 | 1111 | 3154.79 | 1060 | 11940 | 11.11 | 16165.9 | 40820.94 | 0.39602
2017-04-22 | 1:00 | N | 20 | 12 | 7.61 | 0.01 | 24:00 | 362 | 243 | 2985 | 1111 | 7240 | 2916 | 22715.85 | 11.11 | 32882.96 | 37400.04 | 0.87922
2017-04-22 | 2:00 | N | 9.49 | 4.87 | 4.87 | 0.01 | 1:00 | 294 | 212 | 2985 | 1111 | 2790.06 | 1032.44 | 14536.95 | 11.11 | 18370.56 | 34282.85 | 0.53585
2017-04-22 | 3:00 | N | 11.64 | 4.05 | 4.25 | 2 | 2:00 | 236 | 179 | 2985 | 1111 | 2747.04 | 724.95 | 12686.25 | 2222 | 18380.24 | 32021.83 | 0.57399
2017-04-22 | 4:00 | N | 9.11 | 5.11 | 7.11 | 1.9 | 3:00 | 201 | 205 | 2985 | 1717 | 1831.11 | 1047.55 | 21223.35 | 3262.3 | 27364.31 | 30524.77 | 0.89646
2017-04-22 | 5:00 | N | 6.14 | 8.11 | 7.61 | 1.51 | 4:00 | 185 | 205 | 2985 | 1717 | 1135.9 | 1662.55 | 22715.85 | 2592.67 | 28106.97 | 29473.19 | 0.95365
2017-04-22 | 6:00 | N | 20 | 19.5 | 12.5 | 1.58 | 5:00 | 207 | 283 | 2985 | 1717 | 4140 | 5518.5 | 37312.5 | 2712.86 | 49683.86 | 29003.56 | 1.713
2017-04-22 | 7:00 | N | 20 | 64.41 | 10.25 | 6 | 6:00 | 327 | 438 | 2985 | 1717 | 6540 | 28211.58 | 30596.25 | 10302 | 75649.83 | 29231.94 | 2.5879
2017-04-22 | 8:00 | N | 3.75 | 5 | 10.25 | 5 | 7:00 | 249 | 556 | 2872 | 2219 | 933.75 | 2780 | 29438 | 11095 | 44246.75 | 30057.59 | 1.4721
2017-04-22 | 9:00 | N | 6.1 | 8.63 | 10.17 | 5 | 8:00 | 256 | 306 | 2872 | 2219 | 1561.6 | 2640.78 | 29208.24 | 11095 | 44505.62 | 30851.53 | 1.4426
2017-04-22 | 10:00 | N | 7.38 | 6.6 | 8.73 | 5 | 9:00 | 156 | 343 | 2872 | 2219 | 1151.28 | 2263.8 | 25072.56 | 11095 | 39582.64 | 32678.06 | 1.2113
2017-04-22 | 11:00 | N | 3.5 | 4.93 | 8.93 | 1.64 | 10:00 | 196 | 315 | 2872 | 2219 | 686 | 1552.95 | 25646.96 | 3639.16 | 31525.07 | 34518.8 | 0.91327
2017-04-22 | 12:00 | N | 2.11 | 7.5 | 12 | 1.42 | 11:00 | 226 | 326 | 2842 | 1635 | 476.86 | 2445 | 34104 | 2321.7 | 39347.56 | 35766.57 | 1.1001
2017-04-22 | 13:00 | N | 2.11 | 10.41 | 14.41 | 2.26 | 12:00 | 222 | 319 | 2842 | 1635 | 468.42 | 3320.79 | 40953.22 | 3695.1 | 48437.53 | 36691.33 | 1.3201
2017-04-22 | 14:00 | N | 3.5 | 10.11 | 15.38 | 1.39 | 13:00 | 195 | 299 | 2842 | 1635 | 682.5 | 3022.89 | 43709.96 | 2272.65 | 49688 | 37004.76 | 1.3427
2017-04-22 | 15:00 | N | 3.5 | 7.87 | 15 | 1.33 | 14:00 | 205 | 237 | 2842 | 1635 | 717.5 | 1865.19 | 42630 | 2174.55 | 47387.24 | 36958.27 | 1.2822
2017-04-22 | 16:00 | N | 2.61 | 8.15 | 14.58 | 2.09 | 15:00 | 212 | 213 | 2842 | 1380 | 553.32 | 1735.95 | 41436.36 | 2884.2 | 46609.83 | 36813.11 | 1.2661
2017-04-22 | 17:00 | N | 3.5 | 7.8 | 14.26 | 1.07 | 16:00 | 191 | 237 | 2842 | 1380 | 668.5 | 1848.6 | 40526.92 | 1476.6 | 44520.62 | 36714.45 | 1.2126
2017-04-22 | 18:00 | N | 5.6 | 5 | 10 | 1.17 | 17:00 | 218 | 258 | 2842 | 1380 | 1220.8 | 1290 | 28420 | 1614.6 | 32545.4 | 36353.7 | 0.89524
2017-04-22 | 19:00 | N | 8.61 | 5 | 9.83 | 0.99 | 18:00 | 240 | 365 | 2842 | 1380 | 2066.4 | 1825 | 27936.86 | 1366.2 | 33194.46 | 35757.93 | 0.92831
2017-04-22 | 20:00 | N | 8.11 | 5 | 10 | 0.99 | 19:00 | 320 | 214 | 2842 | 1426 | 2595.2 | 1070 | 28420 | 1411.74 | 33496.94 | 34819.5 | 0.96202
2017-04-22 | 21:00 | N | 10.03 | 8.24 | 14 | 1.22 | 20:00 | 322 | 178 | 2842 | 1426 | 3229.66 | 1466.72 | 39788 | 1739.72 | 46224.1 | 33970.88 | 1.3607
2017-04-22 | 22:00 | N | 20 | 10 | 10 | 0.99 | 21:00 | 337 | 173 | 2842 | 1426 | 6740 | 1730 | 28420 | 1411.74 | 38301.74 | 34396.74 | 1.1135
2017-04-22 | 23:00 | N | 50.01 | 7.4 | 7.11 | 0.01 | 22:00 | 394 | 194 | 2842 | 1426 | 19703.94 | 1435.6 | 20206.62 | 14.26 | 41360.42 | 33756.91 | 1.2252
2017-04-22 | 24:00 | N | 20 | 6.88 | 6.5 | 0.01 | 23:00 | 389 | 265 | 2985 | 1111 | 7780 | 1823.2 | 19402.5 | 11.11 | 29016.81 | 32092.73 | 0.90416
2017-04-23 | 1:00 | N | 8.11 | 5 | 4.15 | 0.12 | 24:00 | 362 | 243 | 2985 | 1111 | 2935.82 | 1215 | 12387.75 | 133.32 | 16671.89 | 30016.67 | 0.55542
2017-04-23 | 2:00 | N | 3.5 | 2.86 | 3.06 | 0.12 | 1:00 | 294 | 212 | 2985 | 1111 | 1029 | 606.32 | 9134.1 | 133.32 | 10902.74 | 28264.61 | 0.38574
2017-04-23 | 3:00 | N | 3.74 | 2.11 | 3 | 1 | 2:00 | 236 | 179 | 2985 | 1111 | 882.64 | 377.69 | 8955 | 1111 | 11326.33 | 26941.06 | 0.42041
2017-04-23 | 4:00 | N | 3.5 | 2.11 | 3 | 1.14 | 3:00 | 201 | 205 | 2985 | 1717 | 703.5 | 432.55 | 8955 | 1957.38 | 12048.43 | 26153.01 | 0.46069
2017-04-23 | 5:00 | N | 2.7 | 3.51 | 3.51 | 1.56 | 4:00 | 185 | 205 | 2985 | 1717 | 499.5 | 719.55 | 10477.35 | 2678.52 | 14374.92 | 25711.46 | 0.55909
2017-04-23 | 6:00 | N | 6 | 5 | 4 | 1.65 | 5:00 | 207 | 283 | 2985 | 1717 | 1242 | 1415 | 11940 | 2833.05 | 17430.05 | 25578.15 | 0.68144
2017-04-23 | 7:00 | N | 8.11 | 8.41 | 8 | 5 | 6:00 | 327 | 438 | 2985 | 1717 | 2651.97 | 3683.58 | 23880 | 8585 | 38800.55 | 25825.95 | 1.5024
2017-04-23 | 8:00 | N | 3.5 | 4 | 4.2 | 3.6 | 7:00 | 249 | 556 | 2872 | 2219 | 871.5 | 2224 | 12062.4 | 7988.4 | 23146.3 | 26489.27 | 0.8738
2017-04-23 | 9:00 | N | 2.11 | 5.48 | 5.68 | 4.68 | 8:00 | 256 | 306 | 2872 | 2219 | 540.16 | 1676.88 | 16312.96 | 10384.92 | 28914.92 | 27026.43 | 1.0699
2017-04-23 | 10:00 | N | 2 | 5.31 | 6.73 | 4.69 | 9:00 | 156 | 343 | 2872 | 2219 | 312 | 1821.33 | 19328.56 | 10407.11 | 31869 | 28495.01 | 1.1184
2017-04-23 | 11:00 | N | 2.11 | 3.26 | 7.11 | 0.99 | 10:00 | 196 | 315 | 2872 | 2219 | 413.56 | 1026.9 | 20419.92 | 2196.81 | 24057.19 | 29737.38 | 0.80899
2017-04-23 | 12:00 | N | 2 | 3.23 | 7.11 | 0.99 | 11:00 | 226 | 326 | 2842 | 1635 | 452 | 1052.98 | 20206.62 | 1618.65 | 23330.25 | 30597.25 | 0.76249
2017-04-23 | 13:00 | N | 2 | 3.1 | 8 | 0.99 | 12:00 | 222 | 319 | 2842 | 1635 | 444 | 988.9 | 22736 | 1618.65 | 25787.55 | 31106.84 | 0.829
2017-04-23 | 14:00 | N | 2.09 | 3.1 | 8.65 | 0.99 | 13:00 | 195 | 299 | 2842 | 1635 | 407.55 | 926.9 | 24583.3 | 1618.65 | 27536.4 | 31521.76 | 0.87357
2017-04-23 | 15:00 | N | 3.5 | 3.1 | 10 | 0.99 | 14:00 | 205 | 237 | 2842 | 1635 | 717.5 | 734.7 | 28420 | 1618.65 | 31490.85 | 31853.62 | 0.98861
2017-04-23 | 16:00 | N | 2.11 | 3.77 | 9.98 | 0.99 | 15:00 | 212 | 213 | 2842 | 1380 | 447.32 | 803.01 | 28363.16 | 1366.2 | 30979.69 | 32358.54 | 0.95739
2017-04-23 | 17:00 | N | 3.5 | 2.61 | 10.67 | 1.37 | 16:00 | 191 | 237 | 2842 | 1380 | 668.5 | 618.57 | 30324.14 | 1890.6 | 33501.81 | 33148.61 | 1.0107
2017-04-23 | 18:00 | N | 3.5 | 4.75 | 11.05 | 1.39 | 17:00 | 218 | 258 | 2842 | 1380 | 763 | 1225.5 | 31404.1 | 1918.2 | 35310.8 | 34164.98 | 1.0335
2017-04-23 | 19:00 | N | 6.79 | 3.46 | 10 | 1.39 | 18:00 | 240 | 365 | 2842 | 1380 | 1629.6 | 1262.9 | 28420 | 1918.2 | 33230.7 | 35046.86 | 0.94818
2017-04-23 | 20:00 | N | 4.77 | 3.89 | 10.24 | 0.99 | 19:00 | 320 | 214 | 2842 | 1426 | 1526.4 | 832.46 | 29102.08 | 1411.74 | 32872.68 | 35330.3 | 0.93044
2017-04-23 | 21:00 | N | 7.21 | 9.64 | 17.44 | 1.23 | 20:00 | 322 | 178 | 2842 | 1426 | 2321.62 | 1715.92 | 49564.48 | 1753.98 | 55356 | 35003.6 | 1.5814
2017-04-23 | 22:00 | N | 8.61 | 6.3 | 6.5 | 0.99 | 21:00 | 337 | 173 | 2842 | 1426 | 2901.57 | 1089.9 | 18473 | 1411.74 | 23876.21 | 35829.37 | 0.66639
2017-04-23 | 23:00 | N | 45.01 | 6.5 | 6.5 | 0.01 | 22:00 | 394 | 194 | 2842 | 1426 | 17733.94 | 1261 | 18473 | 14.26 | 37482.2 | 35090.13 | 1.0682
2017-04-23 | 24:00 | N | 30 | 6.5 | 6.5 | 0.01 | 23:00 | 389 | 265 | 2985 | 1111 | 11670 | 1722.5 | 19402.5 | 11.11 | 32806.11 | 32542 | 1.0081
2017-04-24 | 1:00 | N | 20 | 7 | 9.5 | 0.01 | 24:00 | 362 | 243 | 2985 | 1111 | 7240 | 1701 | 28357.5 | 11.11 | 37309.61 | 29529.35 | 1.2635
2017-04-24 | 2:00 | N | 8 | 3 | 9.5 | 0.01 | 1:00 | 294 | 212 | 2985 | 1111 | 2352 | 636 | 28357.5 | 11.11 | 31356.61 | 27407.01 | 1.1441
2017-04-24 | 3:00 | N | 8.61 | 2.61 | 12.75 | 3.2 | 2:00 | 236 | 179 | 2985 | 1111 | 2031.96 | 467.19 | 38058.75 | 3555.2 | 44113.1 | 26180.44 | 1.685
2017-04-24 | 4:00 | N | 8.92 | 2.61 | 9.5 | 3.2 | 3:00 | 201 | 205 | 2985 | 1717 | 1792.92 | 535.05 | 28357.5 | 5494.4 | 36179.87 | 25619.03 | 1.4122
2017-04-24 | 5:00 | N | 8 | 4.15 | 9.5 | 3.2 | 4:00 | 185 | 205 | 2985 | 1717 | 1480 | 850.75 | 28357.5 | 5494.4 | 36182.65 | 25566.13 | 1.4153
2017-04-24 | 6:00 | N | 10.4 | 9.5 | 9.5 | 5 | 5:00 | 207 | 283 | 2985 | 1717 | 2152.8 | 2688.5 | 28357.5 | 8585 | 41783.8 | 26168.53 | 1.5967
2017-04-24 | 7:00 | N | 20 | 24.27 | 24 | 11 | 6:00 | 327 | 438 | 2985 | 1717 | 6540 | 10630.26 | 71640 | 18887 | 107697.26 | 28109.62 | 3.8313
2017-04-24 | 8:00 | N | 5.9 | 9 | 11.77 | 9 | 7:00 | 249 | 556 | 2872 | 2219 | 1469.1 | 5004 | 33803.44 | 19971 | 60247.54 | 31415.19 | 1.9178
2017-04-24 | 9:00 | N | 3.5 | 10.8 | 11.8 | 9 | 8:00 | 256 | 306 | 2872 | 2219 | 896 | 3304.8 | 33889.6 | 19971 | 58061.4 | 32584.13 | 1.7819
2017-04-24 | 10:00 | N | 6.03 | 9.25 | 11.22 | 7.65 | 9:00 | 156 | 343 | 2872 | 2219 | 940.68 | 3172.75 | 32223.84 | 16975.35 | 53312.62 | 32998.33 | 1.6156
2017-04-24 | 11:00 | N | 4.27 | 5.87 | 20 | 1.22 | 10:00 | 196 | 315 | 2872 | 2219 | 836.92 | 1849.05 | 57440 | 2707.18 | 62833.15 | 33853.74 | 1.856
2017-04-24 | 12:00 | N | 3.77 | 4 | 9.01 | 1.42 | 11:00 | 226 | 326 | 2842 | 1635 | 852.02 | 1304 | 25606.42 | 2321.7 | 30084.14 | 34866.56 | 0.86284
2017-04-24 | 13:00 | N | 3.5 | 6 | 10.4 | 1.42 | 12:00 | 222 | 319 | 2842 | 1635 | 777 | 1914 | 29556.8 | 2321.7 | 34569.5 | 35642.92 | 0.96988
2017-04-24 | 14:00 | N | 6.48 | 5.59 | 10.49 | 1.42 | 13:00 | 195 | 299 | 2842 | 1635 | 1263.6 | 1671.41 | 29812.58 | 2321.7 | 35069.29 | 36528.2 | 0.96006
2017-04-24 | 15:00 | N | 8.15 | 9.02 | 14.02 | 3 | 14:00 | 205 | 237 | 2842 | 1635 | 1670.75 | 2137.74 | 39844.84 | 4905 | 48558.33 | 37679.36 | 1.2887
2017-04-24 | 16:00 | N | 3.5 | 11.45 | 16.45 | 4.22 | 15:00 | 212 | 213 | 2842 | 1380 | 742 | 2438.85 | 46750.9 | 5823.6 | 55755.35 | 38836.09 | 1.4357
2017-04-24 | 17:00 | N | 7.42 | 14.4 | 21.94 | 4.22 | 16:00 | 191 | 237 | 2842 | 1380 | 1417.22 | 3412.8 | 62353.48 | 5823.6 | 73007.1 | 40022.74 | 1.8241
2017-04-24 | 18:00 | N | 7.34 | 11.42 | 16.42 | 4.22 | 17:00 | 218 | 258 | 2842 | 1380 | 1600.12 | 2946.36 | 46665.64 | 5823.6 | 57035.72 | 41278.58 | 1.3817
2017-04-24 | 19:00 | N | 12.03 | 6.4 | 16.4 | 3 | 18:00 | 240 | 365 | 2842 | 1380 | 2887.2 | 2336 | 46608.8 | 4140 | 55972 | 41708.29 | 1.342
2017-04-24 | 20:00 | N | 11.72 | 5 | 10.89 | 3 | 19:00 | 320 | 214 | 2842 | 1426 | 3750.4 | 1070 | 30949.38 | 4278 | 40047.78 | 41103.94 | 0.97431
2017-04-24 | 21:00 | N | 20 | 6.11 | 12.55 | 3 | 20:00 | 322 | 178 | 2842 | 1426 | 6440 | 1087.58 | 35667.1 | 4278 | 47472.68 | 40024.52 | 1.1861
2017-04-24 | 22:00 | N | 20 | 9.89 | 10 | 1.2 | 21:00 | 337 | 173 | 2842 | 1426 | 6740 | 1710.97 | 28420 | 1711.2 | 38582.17 | 40371.72 | 0.95567
2017-04-24 | 23:00 | N | 65 | 28.91 | 28.58 | 0.01 | 22:00 | 394 | 194 | 2842 | 1426 | 25610 | 5608.54 | 81224.36 | 14.26 | 112457.16 | 39110.24 | 2.8754
2017-04-24 | 24:00 | N | 24.87 | 13.42 | 20.3 | 0.01 | 23:00 | 389 | 265 | 2985 | 1111 | 9674.43 | 3556.3 | 60595.5 | 11.11 | 73837.34 | 35977.21 | 2.0523
2017-04-25 | 1:00 | N | 20 | 15.41 | 15.41 | 0.01 | 24:00 | 362 | 243 | 2985 | 1111 | 7240 | 3744.63 | 45998.85 | 11.11 | 56994.59 | 32456.97 | 1.756
2017-04-25 | 2:00 | N | 11 | 6.31 | 14 | 0.01 | 1:00 | 294 | 212 | 2985 | 1111 | 3234 | 1337.72 | 41790 | 11.11 | 46372.83 | 29910.42 | 1.5504
2017-04-25 | 3:00 | N | 11.4 | 5.11 | 12 | 3.2 | 2:00 | 236 | 179 | 2985 | 1111 | 2690.4 | 914.69 | 35820 | 3555.2 | 42980.29 | 28469.84 | 1.5097
2017-04-25 | 4:00 | N | 11 | 5.43 | 12 | 3.2 | 3:00 | 201 | 205 | 2985 | 1717 | 2211 | 1113.15 | 35820 | 5494.4 | 44638.55 | 27726.5 | 1.61
2017-04-25 | 5:00 | N | 11 | 8 | 12 | 3.2 | 4:00 | 185 | 205 | 2985 | 1717 | 2035 | 1640 | 35820 | 5494.4 | 44989.4 | 27306.05 | 1.6476
2017-04-25 | 6:00 | N | 20 | 62 | 21.25 | 4 | 5:00 | 207 | 283 | 2985 | 1717 | 4140 | 17546 | 63431.25 | 6868 | 91985.25 | 27714.34 | 3.319
2017-04-25 | 7:00 | N | 20 | 29 | 22 | 11 | 6:00 | 327 | 438 | 2985 | 1717 | 6540 | 12702 | 65670 | 18887 | 103799 | 29494.1 | 3.5193
2017-04-25 | 8:00 | N | 4.58 | 6 | 6.21 | 6 | 7:00 | 249 | 556 | 2872 | 2219 | 1140.42 | 3336 | 17835.12 | 13314 | 35625.54 | 32843.87 | 1.0847
2017-04-25 | 9:00 | N | 3.64 | 8.6 | 8.45 | 7 | 8:00 | 256 | 306 | 2872 | 2219 | 931.84 | 2631.6 | 24268.4 | 15533 | 43364.84 | 33979.41 | 1.2762
2017-04-25 | 10:00 | N | 11.3 | 12.6 | 15.6 | 11 | 9:00 | 156 | 343 | 2872 | 2219 | 1762.8 | 4321.8 | 44803.2 | 24409 | 75296.8 | 34895.12 | 2.1578
2017-04-25 | 11:00 | N | 3.5 | 5.61 | 10.61 | 1.42 | 10:00 | 196 | 315 | 2872 | 2219 | 686 | 1767.15 | 30471.92 | 3150.98 | 36076.05 | 36322.29 | 0.99322
2017-04-25 | 12:00 | N | 3.5 | 7.4 | 8 | 1.62 | 11:00 | 226 | 326 | 2842 | 1635 | 791 | 2412.4 | 22736 | 2648.7 | 28588.1 | 38069.3 | 0.75095
2017-04-25 | 13:00 | N | 2 | 4.41 | 5.31 | 3 | 12:00 | 222 | 319 | 2842 | 1635 | 444 | 1406.79 | 15091.02 | 4905 | 21846.81 | 39780.9 | 0.54918
2017-04-25 | 14:00 | N | 2.11 | 6.23 | 8.01 | 4.11 | 13:00 | 195 | 299 | 2842 | 1635 | 411.45 | 1862.77 | 22764.42 | 6719.85 | 31758.49 | 41527.37 | 0.76476
2017-04-25 | 15:00 | N | 2.11 | 8.11 | 9.89 | 3.82 | 14:00 | 205 | 237 | 2842 | 1635 | 432.55 | 1922.07 | 28107.38 | 6245.7 | 36707.7 | 43676.47 | 0.84045
2017-04-25 | 16:00 | N | 2.11 | 12.56 | 13.56 | 6 | 15:00 | 212 | 213 | 2842 | 1380 | 447.32 | 2675.28 | 38537.52 | 8280 | 49940.12 | 45551.76 | 1.0963
2017-04-25 | 17:00 | N | 2.11 | 17.95 | 21.85 | 8.72 | 16:00 | 191 | 237 | 2842 | 1380 | 403.01 | 4254.15 | 62097.7 | 12033.6 | 78788.46 | 47187.45 | 1.6697
2017-04-25 | 18:00 | N | 3.5 | 16.21 | 19.46 | 6 | 17:00 | 218 | 258 | 2842 | 1380 | 763 | 4182.18 | 55305.32 | 8280 | 68530.5 | 48578.1 | 1.4107
2017-04-25 | 19:00 | N | 8.11 | 5 | 11.85 | 5 | 18:00 | 240 | 365 | 2842 | 1380 | 1946.4 | 1825 | 33677.7 | 6900 | 44349.1 | 48744.74 | 0.90982
2017-04-25 | 20:00 | N | 3.5 | 3 | 7.95 | 3 | 19:00 | 320 | 214 | 2842 | 1426 | 1120 | 642 | 22593.9 | 4278 | 28633.9 | 47774.91 | 0.59935
2017-04-25 | 21:00 | N | 3.5 | 7.58 | 12.08 | 6 | 20:00 | 322 | 178 | 2842 | 1426 | 1127 | 1349.24 | 34331.36 | 8556 | 45363.6 | 46772.41 | 0.96988
2017-04-25 | 22:00 | N | 8 | 9 | 10 | 3 | 21:00 | 337 | 173 | 2842 | 1426 | 2696 | 1557 | 28420 | 4278 | 36951 | 46941.3 | 0.78717
2017-04-25 | 23:00 | N | 22 | 6.3 | 6.5 | 0.3 | 22:00 | 394 | 194 | 2842 | 1426 | 8668 | 1222.2 | 18473 | 427.8 | 28791 | 45583.59 | 0.63161
2017-04-25 | 24:00 | N | 22 | 9 | 9 | 0.25 | 23:00 | 389 | 265 | 2985 | 1111 | 8558 | 2385 | 26865 | 277.75 | 38085.75 | 42322.01 | 0.8999
2017-04-26 | 1:00 | N | 17.57 | 6.91 | 6.91 | 0.12 | 24:00 | 362 | 243 | 2985 | 1111 | 6360.34 | 1679.13 | 20626.35 | 133.32 | 28799.14 | 38675.35 | 0.74464
2017-04-26 | 2:00 | N | 6.12 | 2.22 | 4 | 0.01 | 1:00 | 294 | 212 | 2985 | 1111 | 1799.28 | 470.64 | 11940 | 11.11 | 14221.03 | 35899.14 | 0.39614
2017-04-26 | 3:00 | N | 7.24 | 2 | 3.74 | 3.2 | 2:00 | 236 | 179 | 2985 | 1111 | 1708.64 | 358 | 11163.9 | 3555.2 | 16785.74 | 34111.77 | 0.49208
2017-04-26 | 4:00 | N | 5.58 | 2 | 3.5 | 3.2 | 3:00 | 201 | 205 | 2985 | 1717 | 1121.58 | 410 | 10447.5 | 5494.4 | 17473.48 | 33044.43 | 0.52879
2017-04-26 | 5:00 | N | 3.63 | 2.61 | 3.8 | 3.2 | 4:00 | 185 | 205 | 2985 | 1717 | 671.55 | 535.05 | 11343 | 5494.4 | 18044 | 32472.12 | 0.55568
2017-04-26 | 6:00 | N | 11 | 9.1 | 7.95 | 5.1 | 5:00 | 207 | 283 | 2985 | 1717 | 2277 | 2575.3 | 23730.75 | 8756.7 | 37339.75 | 32509.7 | 1.1486
2017-04-26 | 7:00 | N | 20 | 18 | 13.74 | 16.8 | 6:00 | 327 | 438 | 2985 | 1717 | 6540 | 7884 | 41013.9 | 28845.6 | 84283.5 | 34262.43 | 2.4599
2017-04-26 | 8:00 | N | 7.26 | 4.85 | 8 | 7.79 | 7:00 | 249 | 556 | 2872 | 2219 | 1807.74 | 2696.6 | 22976 | 17286.01 | 44766.35 | 37578.7 | 1.1913
2017-04-26 | 9:00 | N | 5.92 | 11.44 | 10.44 | 11.43 | 8:00 | 256 | 306 | 2872 | 2219 | 1515.52 | 3500.64 | 29983.68 | 25363.17 | 60363.01 | 38478.24 | 1.5688
2017-04-26 | 10:00 | N | 8.45 | 6 | 11.16 | 10.95 | 9:00 | 156 | 343 | 2872 | 2219 | 1318.2 | 2058 | 32051.52 | 24298.05 | 59725.77 | 38814.96 | 1.5387
2017-04-26 | 11:00 | N | 8.11 | 7.37 | 10 | 1.42 | 10:00 | 196 | 315 | 2872 | 2219 | 1589.56 | 2321.55 | 28720 | 3150.98 | 35782.09 | 40075.94 | 0.89286
2017-04-26 | 12:00 | N | 3.5 | 8.31 | 10 | 9.04 | 11:00 | 226 | 326 | 2842 | 1635 | 791 | 2709.06 | 28420 | 14780.4 | 46700.46 | 41525.59 | 1.1246
2017-04-26 | 13:00 | N | 2 | 5.23 | 8.31 | 1 | 12:00 | 222 | 319 | 2842 | 1635 | 444 | 1668.37 | 23617.02 | 1635 | 27364.39 | 42818.12 | 0.63908
2017-04-26 | 14:00 | N | 2.11 | 2.48 | 9.7 | 2.48 | 13:00 | 195 | 299 | 2842 | 1635 | 411.45 | 741.52 | 27567.4 | 4054.8 | 32775.17 | 43546.14 | 0.75265
2017-04-26 | 15:00 | N | 2.11 | 5.33 | 15.49 | 5.33 | 14:00 | 205 | 237 | 2842 | 1635 | 432.55 | 1263.21 | 44022.58 | 8714.55 | 54432.89 | 44298.46 | 1.2288
2017-04-26 | 16:00 | N | 2 | 8.65 | 23.11 | 8.09 | 15:00 | 212 | 213 | 2842 | 1380 | 424 | 1842.45 | 65678.62 | 11164.2 | 79109.27 | 45007.86 | 1.7577
2017-04-26 | 17:00 | N | 2.61 | 9.65 | 31.56 | 8.34 | 16:00 | 191 | 237 | 2842 | 1380 | 498.51 | 2287.05 | 89693.52 | 11509.2 | 103988.28 | 45786.54 | 2.2712
2017-04-26 | 18:00 | N | 3.5 | 10.25 | 21.01 | 8.95 | 17:00 | 218 | 258 | 2842 | 1380 | 763 | 2644.5 | 59710.42 | 12351 | 75468.92 | 46471.17 | 1.624
2017-04-26 | 19:00 | N | 3.5 | 14.08 | 18.52 | 12.28 | 18:00 | 240 | 365 | 2842 | 1380 | 840 | 5139.2 | 52633.84 | 16946.4 | 75559.44 | 46343.29 | 1.6304
2017-04-26 | 20:00 | N | 3.5 | 14.27 | 17.16 | 11.98 | 19:00 | 320 | 214 | 2842 | 1426 | 1120 | 3053.78 | 48768.72 | 17083.48 | 70025.98 | 44824.69 | 1.5622
2017-04-26 | 21:00 | N | 3.43 | 20.08 | 23.7 | 19.46 | 20:00 | 322 | 178 | 2842 | 1426 | 1104.46 | 3574.24 | 67355.4 | 27749.96 | 99784.06 | 42786.19 | 2.3322
2017-04-26 | 22:00 | N | 8 | 7.39 | 9.1 | 4 | 21:00 | 337 | 173 | 2842 | 1426 | 2696 | 1278.47 | 25862.2 | 5704 | 35540.67 | 42281.65 | 0.84057
2017-04-26 | 23:00 | N | 20 | 7.72 | 7.92 | 0.3 | 22:00 | 394 | 194 | 2842 | 1426 | 7880 | 1497.68 | 22508.64 | 427.8 | 32314.12 | 40430.86 | 0.79924
2017-04-26 | 24:00 | N | 20 | 5.13 | 5.33 | 0.12 | 23:00 | 389 | 265 | 2985 | 1111 | 7780 | 1359.45 | 15910.05 | 133.32 | 25182.82 | 36807.3 | 0.68418
2017-04-27 | 1:00 | N | 11 | 7 | 5 | 0.01 | 24:00 | 362 | 243 | 2985 | 1111 | 3982 | 1701 | 14925 | 11.11 | 20619.11 | 33022.39 | 0.6244
2017-04-27 | 2:00 | N | 7.36 | 4 | 4 | 0.01 | 1:00 | 294 | 212 | 2985 | 1111 | 2163.84 | 848 | 11940 | 11.11 | 14962.95 | 30199.28 | 0.49547
2017-04-27 | 3:00 | N | 8.93 | 2.61 | 4.01 | 4.42 | 2:00 | 236 | 179 | 2985 | 1111 | 2107.48 | 467.19 | 11969.85 | 4910.62 | 19455.14 | 28485.61 | 0.68298
2017-04-27 | 4:00 | N | 8.11 | 2.61 | 4 | 4.42 | 3:00 | 201 | 205 | 2985 | 1717 | 1630.11 | 535.05 | 11940 | 7589.14 | 21694.3 | 27490.86 | 0.78915
2017-04-27 | 5:00 | N | 7.88 | 5.08 | 5 | 5 | 4:00 | 185 | 205 | 2985 | 1717 | 1457.8 | 1041.4 | 14925 | 8585 | 26009.2 | 27011.8 | 0.96288
2017-04-27 | 6:00 | N | 11 | 9.1 | 5 | 5.1 | 5:00 | 207 | 283 | 2985 | 1717 | 2277 | 2575.3 | 14925 | 8756.7 | 28534 | 27335.03 | 1.0439
2017-04-27 | 7:00 | N | 12.3 | 12 | 10 | 10 | 6:00 | 327 | 438 | 2985 | 1717 | 4022.1 | 5256 | 29850 | 17170 | 56298.1 | 29207.21 | 1.9275
2017-04-27 | 8:00 | N | 3.97 | 7.5 | 7.71 | 7.5 | 7:00 | 249 | 556 | 2872 | 2219 | 988.53 | 4170 | 22143.12 | 16642.5 | 43944.15 | 32412.01 | 1.3558
2017-04-27 | 9:00 | N | 3.5 | 15.13 | 15 | 13.53 | 8:00 | 256 | 306 | 2872 | 2219 | 896 | 4629.78 | 43080 | 30023.07 | 78628.85 | 33317.38 | 2.36
2017-04-27 | 10:00 | N | 8.11 | 10.62 | 11.45 | 10 | 9:00 | 156 | 343 | 2872 | 2219 | 1265.16 | 3642.66 | 32884.4 | 22190 | 59982.22 | 33633.2 | 1.7834
2017-04-27 | 11:00 | N | 3.5 | 4 | 10 | 0.99 | 10:00 | 196 | 315 | 2872 | 2219 | 686 | 1260 | 28720 | 2196.81 | 32862.81 | 34393.4 | 0.9555
2017-04-27 | 12:00 | N | 3.07 | 4 | 11.11 | 1 | 11:00 | 226 | 326 | 2842 | 1635 | 693.82 | 1304 | 31574.62 | 1635 | 35207.44 | 35254.73 | 0.99866
2017-04-27 | 13:00 | N | 2.61 | 3.1 | 10.5 | 1.27 | 12:00 | 222 | 319 | 2842 | 1635 | 579.42 | 988.9 | 29841 | 2076.45 | 33485.77 | 36176.39 | 0.92562
2017-04-27 | 14:00 | N | 3.5 | 6.21 | 11.11 | 3.16 | 13:00 | 195 | 299 | 2842 | 1635 | 682.5 | 1856.79 | 31574.62 | 5166.6 | 39280.51 | 37128.32 | 1.058
2017-04-27 | 15:00 | N | 3.61 | 7.57 | 12.57 | 4.42 | 14:00 | 205 | 237 | 2842 | 1635 | 740.05 | 1794.09 | 35723.94 | 7226.7 | 45484.78 | 38412.36 | 1.1841
2017-04-27 | 16:00 | N | 2.87 | 11.75 | 16.75 | 5 | 15:00 | 212 | 213 | 2842 | 1380 | 608.44 | 2502.75 | 47603.5 | 6900 | 57614.69 | 39791.09 | 1.4479
2017-04-27 | 17:00 | N | 3.5 | 14.37 | 23.11 | 5 | 16:00 | 191 | 237 | 2842 | 1380 | 668.5 | 3405.69 | 65678.62 | 6900 | 76652.81 | 41160.58 | 1.8623
2017-04-27 | 18:00 | N | 8.09 | 17.21 | 22.21 | 6.82 | 17:00 | 218 | 258 | 2842 | 1380 | 1763.62 | 4440.18 | 63120.82 | 9411.6 | 78736.22 | 42522.74 | 1.8516
2017-04-27 | 19:00 | N | 10.03 | 8.57 | 12.9 | 5.94 | 18:00 | 240 | 365 | 2842 | 1380 | 2407.2 | 3128.05 | 36661.8 | 8197.2 | 50394.25 | 43015.32 | 1.1715
2017-04-27 | 20:00 | N | 8.11 | 5.27 | 11.06 | 4.46 | 19:00 | 320 | 214 | 2842 | 1426 | 2595.2 | 1127.78 | 31432.52 | 6359.96 | 41515.46 | 42502.1 | 0.97679
2017-04-27 | 21:00 | N | 8.61 | 8.75 | 10.32 | 7.54 | 20:00 | 322 | 178 | 2842 | 1426 | 2772.42 | 1557.5 | 29329.44 | 10752.04 | 44411.4 | 41327.99 | 1.0746
2017-04-27 | 22:00 | N | 8.61 | 8.38 | 8.49 | 7.58 | 21:00 | 337 | 173 | 2842 | 1426 | 2901.57 | 1449.74 | 24128.58 | 10809.08 | 39288.97 | 41701.19 | 0.94215
2017-04-27 | 23:00 | N | 30 | 9 | 6 | 0.01 | 22:00 | 394 | 194 | 2842 | 1426 | 11820 | 1746 | 17052 | 14.26 | 30632.26 | 40780.18 | 0.75116
2017-04-27 | 24:00 | N | 20 | 9 | 7.61 | 0.01 | 23:00 | 389 | 265 | 2985 | 1111 | 7780 | 2385 | 22715.85 | 11.11 | 32891.96 | 37993.58 | 0.86572
2017-04-28 | 1:00 | N | 20 | 15 | 8 | 0.01 | 24:00 | 362 | 243 | 2985 | 1111 | 7240 | 3645 | 23880 | 11.11 | 34776.11 | 34816.65 | 0.99884
2017-04-28 | 2:00 | N | 11 | 7 | 7.11 | 0.01 | 1:00 | 294 | 212 | 2985 | 1111 | 3234 | 1484 | 21223.35 | 11.11 | 25952.46 | 32386.51 | 0.80134
2017-04-28 | 3:00 | N | 11 | 6.31 | 7.11 | 2 | 2:00 | 236 | 179 | 2985 | 1111 | 2596 | 1129.49 | 21223.35 | 2222 | 27170.84 | 30873.19 | 0.88008
2017-04-28 | 4:00 | N | 8.15 | 5.11 | 7.11 | 2 | 3:00 | 201 | 205 | 2985 | 1717 | 1638.15 | 1047.55 | 21223.35 | 3434 | 27343.05 | 30146.85 | 0.907
2017-04-28 | 5:00 | N | 6.54 | 8 | 7.11 | 2 | 4:00 | 185 | 205 | 2985 | 1717 | 1209.9 | 1640 | 21223.35 | 3434 | 27507.25 | 29866.87 | 0.921
2017-04-28 | 6:00 | N | 11 | 15.5 | 8 | 3 | 5:00 | 207 | 283 | 2985 | 1717 | 2277 | 4386.5 | 23880 | 5151 | 35694.5 | 30298.92 | 1.1781
2017-04-28 | 7:00 | N | 17 | 25 | 8 | 5.2 | 6:00 | 327 | 438 | 2985 | 1717 | 5559 | 10950 | 23880 | 8928.4 | 49317.4 | 32059.41 | 1.5383
2017-04-28 | 8:00 | N | 3.42 | 4 | 4.42 | 4 | 7:00 | 249 | 556 | 2872 | 2219 | 851.58 | 2224 | 12694.24 | 8876 | 24645.82 | 35306.55 | 0.69805
2017-04-28 | 9:00 | N | 2.74 | 6.25 | 6.45 | 5 | 8:00 | 256 | 306 | 2872 | 2219 | 701.44 | 1912.5 | 18524.4 | 11095 | 32233.34 | 36587.23 | 0.881
2017-04-28 | 10:00 | N | 2.03 | 7.35 | 8.55 | 5.75 | 9:00 | 156 | 343 | 2872 | 2219 | 316.68 | 2521.05 | 24555.6 | 12759.25 | 40152.58 | 37698.04 | 1.0651
2017-04-28 | 11:00 | N | 2 | 6.33 | 8.69 | 0.97 | 10:00 | 196 | 315 | 2872 | 2219 | 392 | 1993.95 | 24957.68 | 2152.43 | 29496.06 | 39585.59 | 0.74512
2017-04-28 | 12:00 | N | 1 | 5.76 | 8.08 | 0.99 | 11:00 | 226 | 326 | 2842 | 1635 | 226 | 1877.76 | 22963.36 | 1618.65 | 26685.77 | 41875.83 | 0.63726
2017-04-28 | 13:00 | N | 1 | 5.63 | 8.71 | 1.38 | 12:00 | 222 | 319 | 2842 | 1635 | 222 | 1795.97 | 24753.82 | 2256.3 | 29028.09 | 44378.43 | 0.6541
2017-04-28 | 14:00 | N | 2 | 6.3 | 9.72 | 3 | 13:00 | 195 | 299 | 2842 | 1635 | 390 | 1883.7 | 27624.24 | 4905 | 34802.94 | 46619.53 | 0.74653
2017-04-28 | 15:00 | N | 2.02 | 13.45 | 16.87 | 5 | 14:00 | 205 | 237 | 2842 | 1635 | 414.1 | 3187.65 | 47944.54 | 8175 | 59721.29 | 49186.06 | 1.2142
2017-04-28 | 16:00 | N | 2.11 | 22.14 | 34.58 | 5 | 15:00 | 212 | 213 | 2842 | 1380 | 447.32 | 4715.82 | 98276.36 | 6900 | 110339.5 | 51287.26 | 2.1514
2017-04-28 | 17:00 | N | 2.26 | 24.82 | 38.62 | 5 | 16:00 | 191 | 237 | 2842 | 1380 | 431.66 | 5882.34 | 109758.04 | 6900 | 122972.04 | 52671.46 | 2.3347
2017-04-28 | 18:00 | N | 2.61 | 10.48 | 16.05 | 3 | 17:00 | 218 | 258 | 2842 | 1380 | 568.98 | 2703.84 | 45614.1 | 4140 | 53026.92 | 53420.26 | 0.99264
2017-04-28 | 19:00 | N | 3.5 | 4.13 | 11.74 | 2.2 | 18:00 | 240 | 365 | 2842 | 1380 | 840 | 1507.45 | 33365.08 | 3036 | 38748.53 | 53030.89 | 0.73068
2017-04-28 | 20:00 | N | 3.5 | 4.17 | 8.34 | 1 | 19:00 | 320 | 214 | 2842 | 1426 | 1120 | 892.38 | 23702.28 | 1426 | 27140.66 | 51413.24 | 0.52789
2017-04-28 | 21:00 | N | 3 | 6.17 | 10.3 | 3 | 20:00 | 322 | 178 | 2842 | 1426 | 966 | 1098.26 | 29272.6 | 4278 | 35614.86 | 49660.83 | 0.71716
2017-04-28 | 22:00 | N | 8 | 7.84 | 8.84 | 3 | 21:00 | 337 | 173 | 2842 | 1426 | 2696 | 1356.32 | 25123.28 | 4278 | 33453.6 | 49210.57 | 0.67981
2017-04-28 | 23:00 | N | 20.89 | 9.49 | 10 | 0.12 | 22:00 | 394 | 194 | 2842 | 1426 | 8230.66 | 1841.06 | 28420 | 171.12 | 38662.84 | 47561.79 | 0.8129
2017-04-28 | 24:00 | N | 9.11 | 8.51 | 9 | 0.12 | 23:00 | 389 | 265 | 2985 | 1111 | 3543.79 | 2255.15 | 26865 | 133.32 | 32797.26 | 45033.61 | 0.72828
2017-04-29 | 1:00 | N | 25 | 9.51 | 9.51 | 0.01 | 24:00 | 362 | 243 | 2985 | 1111 | 9050 | 2310.93 | 28387.35 | 11.11 | 39759.39 | 42144.05 | 0.94342
2017-04-29 | 2:00 | N | 6.95 | 6.57 | 6.77 | 0.01 | 1:00 | 294 | 212 | 2985 | 1111 | 2043.3 | 1392.84 | 20208.45 | 11.11 | 23655.7 | 39528.91 | 0.59844
2017-04-29 | 3:00 | N | 6.29 | 5.91 | 7.43 | 2 | 2:00 | 236 | 179 | 2985 | 1111 | 1484.44 | 1057.89 | 22178.55 | 2222 | 26942.88 | 37638.76 | 0.71583
2017-04-29 | 4:00 | N | 3.5 | 4.8 | 5 | 2 | 3:00 | 201 | 205 | 2985 | 1717 | 703.5 | 984 | 14925 | 3434 | 20046.5 | 36344.81 | 0.55156
2017-04-29 | 5:00 | N | 3.5 | 7.11 | 7.11 | 2 | 4:00 | 185 | 205 | 2985 | 1717 | 647.5 | 1457.55 | 21223.35 | 3434 | 26762.4 | 35450.63 | 0.75492
2017-04-29 | 6:00 | N | 12 | 10 | 9 | 2 | 5:00 | 207 | 283 | 2985 | 1717 | 2484 | 2830 | 26865 | 3434 | 35613 | 34929.34 | 1.0196
2017-04-29 | 7:00 | N | 25 | 26 | 7.7 | 5 | 6:00 | 327 | 438 | 2985 | 1717 | 8175 | 11388 | 22984.5 | 8585 | 51132.5 | 35168.67 | 1.4539
2017-04-29 | 8:00 | N | 3.5 | 4 | 4.2 | 3.6 | 7:00 | 249 | 556 | 2872 | 2219 | 871.5 | 2224 | 12062.4 | 7988.4 | 23146.3 | 36095.43 | 0.64125
2017-04-29 | 9:00 | N | 4.27 | 7.88 | 7.88 | 5 | 8:00 | 256 | 306 | 2872 | 2219 | 1093.12 | 2411.28 | 22631.36 | 11095 | 37230.76 | 37114.21 | 1.0031
2017-04-29 | 10:00 | N | 4.77 | 10 | 10 | 5 | 9:00 | 156 | 343 | 2872 | 2219 | 744.12 | 3430 | 28720 | 11095 | 43989.12 | 39045.1 | 1.1266
2017-04-29 | 11:00 | N | 3 | 11.95 | 12.15 | 2.57 | 10:00 | 196 | 315 | 2872 | 2219 | 588 | 3764.25 | 34894.8 | 5702.83 | 44949.88 | 41517.72 | 1.0827
2017-04-29 | 12:00 | N | 2.11 | 9.64 | 10 | 1 | 11:00 | 226 | 326 | 2842 | 1635 | 476.86 | 3142.64 | 28420 | 1635 | 33674.5 | 43879.32 | 0.76743
2017-04-29 | 13:00 | N | 2.11 | 5.21 | 9.1 | 1 | 12:00 | 222 | 319 | 2842 | 1635 | 468.42 | 1661.99 | 25862.2 | 1635 | 29627.61 | 45790.7 | 0.64702
2017-04-29 | 14:00 | N | 2.11 | 8.88 | 14.65 | 3 | 13:00 | 195 | 299 | 2842 | 1635 | 411.45 | 2655.12 | 41635.3 | 4905 | 49606.87 | 47036.92 | 1.0546
2017-04-29 | 15:00 | N | 2.61 | 13.96 | 19.63 | 1.47 | 14:00 | 205 | 237 | 2842 | 1635 | 535.05 | 3308.52 | 55788.46 | 2403.45 | 62035.48 | 47735.87 | 1.2996
2017-04-29 | 16:00 | N | 2.11 | 18.49 | 23.5 | 3 | 15:00 | 212 | 213 | 2842 | 1380 | 447.32 | 3938.37 | 66787 | 4140 | 75312.69 | 48247.57 | 1.561
2017-04-29 | 17:00 | N | 2.61 | 10.85 | 17.11 | 2.1 | 16:00 | 191 | 237 | 2842 | 1380 | 498.51 | 2571.45 | 48626.62 | 2898 | 54594.58 | 48624.3 | 1.1228
2017-04-29 | 18:00 | N | 2.61 | 7.57 | 9.32 | 1 | 17:00 | 218 | 258 | 2842 | 1380 | 568.98 | 1953.06 | 26487.44 | 1380 | 30389.48 | 48300.08 | 0.62918
2017-04-29 | 19:00 | N | 3.5 | 5.4 | 9.09 | 1.53 | 18:00 | 240 | 365 | 2842 | 1380 | 840 | 1971 | 25833.78 | 2111.4 | 30756.18 | 46848.39 | 0.6565
2017-04-29 | 20:00 | N | 3.5 | 6.39 | 8.29 | 0.99 | 19:00 | 320 | 214 | 2842 | 1426 | 1120 | 1367.46 | 23560.18 | 1411.74 | 27459.38 | 44447.35 | 0.6178
2017-04-29 | 21:00 | N | 3.5 | 6.8 | 7.91 | 1 | 20:00 | 322 | 178 | 2842 | 1426 | 1127 | 1210.4 | 22480.22 | 1426 | 26243.62 | 42216.59 | 0.62164
2017-04-29 | 22:00 | N | 10.03 | 5.61 | 5.59 | 1 | 21:00 | 337 | 173 | 2842 | 1426 | 3380.11 | 970.53 | 15886.78 | 1426 | 21663.42 | 41414.08 | 0.52309
2017-04-29 | 23:00 | N | 22 | 10.26 | 10.67 | 0.25 | 22:00 | 394 | 194 | 2842 | 1426 | 8668 | 1990.44 | 30324.14 | 356.5 | 41339.08 | 39776.36 | 1.0393
2017-04-29 | 24:00 | N | 10.57 | 10.08 | 10.21 | 0.01 | 23:00 | 389 | 265 | 2985 | 1111 | 4111.73 | 2671.2 | 30476.85 | 11.11 | 37270.89 | 37552.72 | 0.9925
2017-04-30 | 1:00 | N | 31.33 | 27.5 | 27.5 | 0.49 | 24:00 | 362 | 243 | 2985 | 1111 | 11341.46 | 6682.5 | 82087.5 | 544.39 | 100655.85 | 34923.98 | 2.8821
2017-04-30 | 2:00 | N | 10 | 10 | 12 | 0.49 | 1:00 | 294 | 212 | 2985 | 1111 | 2940 | 2120 | 35820 | 544.39 | 41424.39 | 32157.5 | 1.2882
2017-04-30 | 3:00 | N | 10 | 8.11 | 12 | 0.99 | 2:00 | 236 | 179 | 2985 | 1111 | 2360 | 1451.69 | 35820 | 1099.89 | 40731.58 | 29740.05 | 1.3696
2017-04-30 | 4:00 | N | 10 | 8.24 | 12 | 0.99 | 3:00 | 201 | 205 | 2985 | 1717 | 2010 | 1689.2 | 35820 | 1699.83 | 41219.03 | 28153.75 | 1.4641
2017-04-30 | 5:00 | N | 10 | 13.8 | 14 | 1.43 | 4:00 | 185 | 205 | 2985 | 1717 | 1850 | 2829 | 41790 | 2455.31 | 48924.31 | 27208.13 | 1.7982
2017-04-30 | 6:00 | N | 25 | 50.5 | 24 | 1.44 | 5:00 | 207 | 283 | 2985 | 1717 | 5175 | 14291.5 | 71640 | 2472.48 | 93578.98 | 26797.05 | 3.4921
2017-04-30 | 7:00 | N | 73.62 | 65.94 | 24.44 | 2.99 | 6:00 | 327 | 438 | 2985 | 1717 | 24073.74 | 28881.72 | 72953.4 | 5133.83 | 131042.69 | 26856.41 | 4.8794
2017-04-30 | 8:00 | N | 9.77 | 4 | 12 | 2.5 | 7:00 | 249 | 556 | 2872 | 2219 | 2432.73 | 2224 | 34464 | 5547.5 | 44668.23 | 27441.38 | 1.6278
2017-04-30 | 9:00 | N | 10.03 | 17.05 | 17.25 | 3.96 | 8:00 | 256 | 306 | 2872 | 2219 | 2567.68 | 5217.3 | 49542 | 8787.24 | 66114.22 | 27897.65 | 2.3699
2017-04-30 | 10:00 | N | 12.74 | 10.04 | 18.75 | 4.5 | 9:00 | 156 | 343 | 2872 | 2219 | 1987.44 | 3443.72 | 53850 | 9985.5 | 69266.66 | 29337.54 | 2.361
2017-04-30 | 11:00 | N | 10.03 | 8.65 | 20 | 1.11 | 10:00 | 196 | 315 | 2872 | 2219 | 1965.88 | 2724.75 | 57440 | 2463.09 | 64593.72 | 30768.29 | 2.0994
2017-04-30 | 12:00 | N | 8.61 | 12.44 | 21.3 | 2 | 11:00 | 226 | 326 | 2842 | 1635 | 1945.86 | 4055.44 | 60534.6 | 3270 | 69805.9 | 31729.04 | 2.2001
2017-04-30 | 13:00 | N | 4 | 9.07 | 13.07 | 1 | 12:00 | 222 | 319 | 2842 | 1635 | 888 | 2893.33 | 37144.94 | 1635 | 42561.27 | 32196.13 | 1.3219
2017-04-30 | 14:00 | N | 8.11 | 8.61 | 12.96 | 1 | 13:00 | 195 | 299 | 2842 | 1635 | 1581.45 | 2574.39 | 36832.32 | 1635 | 42623.16 | 32683.09 | 1.3041
2017-04-30 | 15:00 | N | 8.61 | 10.57 | 14.98 | 0.95 | 14:00 | 205 | 237 | 2842 | 1635 | 1765.05 | 2505.09 | 42573.16 | 1553.25 | 48396.55 | 32976.05 | 1.4676
2017-04-30 | 16:00 | N | 3.72 | 8.11 | 20 | 1 | 15:00 | 212 | 213 | 2842 | 1380 | 788.64 | 1727.43 | 56840 | 1380 | 60736.07 | 33342.92 | 1.8216
2017-04-30 | 17:00 | N | 4 | 9.22 | 25.17 | 0.99 | 16:00 | 191 | 237 | 2842 | 1380 | 764 | 2185.14 | 71533.14 | 1366.2 | 75848.48 | 34019.52 | 2.2296
2017-04-30 | 18:00 | N | 5.85 | 8.11 | 13.44 | 0.99 | 17:00 | 218 | 258 | 2842 | 1380 | 1275.3 | 2092.38 | 38196.48 | 1366.2 | 42930.36 | 34832.89 | 1.2325
2017-04-30 | 19:00 | N | 6.61 | 5 | 8 | 0.99 | 18:00 | 240 | 365 | 2842 | 1380 | 1586.4 | 1825 | 22736 | 1366.2 | 27513.6 | 35565.28 | 0.77361
2017-04-30 | 20:00 | N | 3.98 | 10.81 | 15.14 | 0.95 | 19:00 | 320 | 214 | 2842 | 1426 | 1273.6 | 2313.34 | 43027.88 | 1354.7 | 47969.52 | 35670.6 | 1.3448
2017-04-30 | 21:00 | N | 8.61 | 21.86 | 28.74 | 0.95 | 20:00 | 322 | 178 | 2842 | 1426 | 2772.42 | 3891.08 | 81679.08 | 1354.7 | 89697.28 | 35251.8 | 2.5445
2017-04-30 | 22:00 | N | 15 | 17.08 | 17.28 | 0.95 | 21:00 | 337 | 173 | 2842 | 1426 | 5055 | 2954.84 | 49109.76 | 1354.7 | 58474.3 | 35950.03 | 1.6265
2017-04-30 | 23:00 | N | 38.6 | 6.91 | 7.11 | 0.5 | 22:00 | 394 | 194 | 2842 | 1426 | 15208.4 | 1340.54 | 20206.62 | 713 | 37468.56 | 35379.25 | 1.0591
2017-04-30 | 24:00 | N | 30 | 12.8 | 13 | 0.5 | 23:00 | 389 | 265 | 2985 | 1111 | 11670 | 3392 | 38805 | 555.5 | 54422.5 | 32922.68 | 1.653
2017-05-01 | 1:00 | N | 30 | 15 | 9.85 | 0.01 | 24:00 | 362 | 243 | 2985 | 1111 | 10860 | 3645 | 29402.25 | 11.11 | 43918.36 | 29971.07 | 1.4654
2017-05-01 | 2:00 | N | 10.31 | 10.87 | 11.07 | 0.01 | 1:00 | 294 | 212 | 2985 | 1111 | 3031.14 | 2304.44 | 33043.95 | 11.11 | 38390.64 | 27770.34 | 1.3824
2017-05-01 | 3:00 | N | 10 | 9.11 | 12 | 1.62 | 2:00 | 236 | 179 | 2985 | 1111 | 2360 | 1630.69 | 35820 | 1799.82 | 41610.51 | 26572.82 | 1.5659
2017-05-01 | 4:00 | N | 10 | 8.11 | 8.43 | 1.62 | 3:00 | 201 | 205 | 2985 | 1717 | 2010 | 1662.55 | 25163.55 | 2781.54 | 31617.64 | 25971.68 | 1.2174
2017-05-01 | 5:00 | N | 6.35 | 9.42 | 9.62 | 1.82 | 4:00 | 185 | 205 | 2985 | 1717 | 1174.75 | 1931.1 | 28715.7 | 3124.94 | 34946.49 | 25903.67 | 1.3491
2017-05-01 | 6:00 | N | 45 | 22.5 | 9 | 1.62 | 5:00 | 207 | 283 | 2985 | 1717 | 9315 | 6367.5 | 26865 | 2781.54 | 45329.04 | 26538.97 | 1.708
2017-05-01 | 7:00 | N | 10.66 | 22.5 | 11.01 | 5 | 6:00 | 327 | 438 | 2985 | 1717 | 3485.82 | 9855 | 32864.85 | 8585 | 54790.67 | 28493.97 | 1.9229
2017-05-01 | 8:00 | N | 2.72 | 4.16 | 4.36 | 3.89 | 7:00 | 249 | 556 | 2872 | 2219 | 677.28 | 2312.96 | 12521.92 | 8631.91 | 24144.07 | 31727.05 | 0.76099
2017-05-01 | 9:00 | N | 3.34 | 5.57 | 5.13 | 4.2 | 8:00 | 256 | 306 | 2872 | 2219 | 855.04 | 1704.42 | 14733.36 | 9319.8 | 26612.62 | 32832.77 | 0.81055
2017-05-01 | 10:00 | N | 2.61 | 6.8 | 7 | 5 | 9:00 | 156 | 343 | 2872 | 2219 | 407.16 | 2332.4 | 20104 | 11095 | 33938.56 | 33383.14 | 1.0166
2017-05-01 | 11:00 | N | 2.11 | 6.6 | 6.28 | 5 | 10:00 | 196 | 315 | 2872 | 2219 | 413.56 | 2079 | 18036.16 | 11095 | 31623.72 | 34439.88 | 0.91823
2017-05-01 | 12:00 | N | 2 | 5.66 | 5.49 | 5.04 | 11:00 | 226 | 326 | 2842 | 1635 | 452 | 1845.16 | 15602.58 | 8240.4 | 26140.14 | 35556.11 | 0.73518
2017-05-01 | 13:00 | N | 2 | 6.51 | 6.34 | 5.89 | 12:00 | 222 | 319 | 2842 | 1635 | 444 | 2076.69 | 18018.28 | 9630.15 | 30169.12 | 36625.42 | 0.82372
2017-05-01 | 14:00 | N | 1.5 | 8.09 | 7.64 | 8.5 | 13:00 | 195 | 299 | 2842 | 1635 | 292.5 | 2418.91 | 21712.88 | 13897.5 | 38321.79 | 37699.15 | 1.0165
2017-05-01 | 15:00 | N | 2 | 10.47 | 10.47 | 2.22 | 14:00 | 205 | 237 | 2842 | 1635 | 410 | 2481.39 | 29755.74 | 3629.7 | 36276.83 | 39287.28 | 0.92337
2017-05-01 | 16:00 | N | 2 | 17.19 | 17.19 | 4.42 | 15:00 | 212 | 213 | 2842 | 1380 | 424 | 3661.47 | 48853.98 | 6099.6 | 59039.05 | 40922.8 | 1.4427
2017-05-01 | 17:00 | N | 3.5 | 20.88 | 23.9 | 4.42 | 16:00 | 191 | 237 | 2842 | 1380 | 668.5 | 4948.56 | 67923.8 | 6099.6 | 79640.46 | 42662.11 | 1.8668
2017-05-01 | 18:00 | N | 8.77 | 17.37 | 19.46 | 5 | 17:00 | 218 | 258 | 2842 | 1380 | 1911.86 | 4481.46 | 55305.32 | 6900 | 68598.64 | 44372.21 | 1.546
2017-05-01 | 19:00 | N | 22.56 | 9.49 | 9.9 | 4.42 | 18:00 | 240 | 365 | 2842 | 1380 | 5414.4 | 3463.85 | 28135.8 | 6099.6 | 43113.65 | 45193.24 | 0.95398
2017-05-01 | 20:00 | N | 8.61 | 9.26 | 9.26 | 4.42 | 19:00 | 320 | 214 | 2842 | 1426 | 2755.2 | 1981.64 | 26316.92 | 6302.92 | 37356.68 | 44945.68 | 0.83115
2017-05-01 | 21:00 | N | 3.5 | 8.23 | 8.28 | 4.22 | 20:00 | 322 | 178 | 2842 | 1426 | 1127 | 1464.94 | 23531.76 | 6017.72 | 32141.42 | 43531.48 | 0.73835
2017-05-01 | 22:00 | N | 10.03 | 7.36 | 7.36 | 4 | 21:00 | 337 | 173 | 2842 | 1426 | 3380.11 | 1273.28 | 20917.12 | 5704 | 31274.51 | 42966.11 | 0.72789
2017-05-01 | 23:00 | N | 12.62 | 9.11 | 9.05 | 0.01 | 22:00 | 394 | 194 | 2842 | 1426 | 4972.28 | 1767.34 | 25720.1 | 14.26 | 32473.98 | 41370.43 | 0.78496
2017-05-01 | 24:00 | N | 22 | 32.3 | 10.66 | 0.01 | 23:00 | 389 | 265 | 2985 | 1111 | 8558 | 8559.5 | 31820.1 | 11.11 | 48948.71 | 37774.56 | 1.2958
2017-05-02 | 1:00 | N | 35 | 8 | 8 | 0.01 | 24:00 | 362 | 243 | 2985 | 1111 | 12670 | 1944 | 23880 | 11.11 | 38505.11 | 33896.67 | 1.136
2017-05-02 | 2:00 | N | 10.73 | 6 | 6.2 | 0.01 | 1:00 | 294 | 212 | 2985 | 1111 | 3154.62 | 1272 | 18507 | 11.11 | 22944.73 | 31119.16 | 0.73732
2017-05-02 | 3:00 | N | 10 | 4.31 | 4.51 | 1 | 2:00 | 236 | 179 | 2985 | 1111 | 2360 | 771.49 | 13462.35 | 1111 | 17704.84 | 29355.9 | 0.60311
2017-05-02 | 4:00 | N | 10 | 4.31 | 4.51 | 0.99 | 3:00 | 201 | 205 | 2985 | 1717 | 2010 | 883.55 | 13462.35 | 1699.83 | 18055.73 | 28349.84 | 0.63689
2017-05-02 | 5:00 | N | 7.9 | 6 | 6.2 | 1.57 | 4:00 | 185 | 205 | 2985 | 1717 | 1461.5 | 1230 | 18507 | 2695.69 | 23894.19 | 27766.45 | 0.86054
2017-05-02 | 6:00 | N | 45 | 20 | 8 | 1.55 | 5:00 | 207 | 283 | 2985 | 1717 | 9315 | 5660 | 23880 | 2661.35 | 41516.35 | 28007.7 | 1.4823
2017-05-02 | 7:00 | N | 25 | 11 | 10 | 6.05 | 6:00 | 327 | 438 | 2985 | 1717 | 8175 | 4818 | 29850 | 10387.85 | 53230.85 | 29605.81 | 1.798
2017-05-02 | 8:00 | N | 8.57 | 5 | 6.47 | 5 | 7:00 | 249 | 556 | 2872 | 2219 | 2133.93 | 2780 | 18581.84 | 11095 | 34590.77 | 32570.54 | 1.062
2017-05-02 | 9:00 | N | 10.84 | 5.8 | 8.78 | 5 | 8:00 | 256 | 306 | 2872 | 2219 | 2775.04 | 1774.8 | 25216.16 | 11095 | 40861 | 33571.52 | 1.2171
2017-05-02 | 10:00 | N | 8.11 | 6.62 | 10 | 6 | 9:00 | 156 | 343 | 2872 | 2219 | 1265.16 | 2270.66 | 28720 | 13314 | 45569.82 | 34818.71 | 1.3088
2017-05-02 | 11:00 | N | 6.55 | 7.48 | 7.68 | 7 | 10:00 | 196 | 315 | 2872 | 2219 | 1283.8 | 2356.2 | 22056.96 | 15533 | 41229.96 | 36654.72 | 1.1248
2017-05-02 | 12:00 | N | 1.45 | 7.49 | 10 | 9.79 | 11:00 | 226 | 326 | 2842 | 1635 | 327.7 | 2441.74 | 28420 | 16006.65 | 47196.09 | 38641.09 | 1.2214
2017-05-02 | 13:00 | N | 1 | 3.61 | 6.84 | 6.63 | 12:00 | 222 | 319 | 2842 | 1635 | 222 | 1151.59 | 19439.28 | 10840.05 | 31652.92 | 40617.56 | 0.77929
2017-05-02 | 14:00 | N | 1 | 6.69 | 9.53 | 12 | 13:00 | 195 | 299 | 2842 | 1635 | 195 | 2000.31 | 27084.26 | 19620 | 48899.57 | 42614.33 | 1.1475
2017-05-02 | 15:00 | N | 1 | 4.33 | 11.35 | 4.62 | 14:00 | 205 | 237 | 2842 | 1635 | 205 | 1026.21 | 32256.7 | 7553.7 | 41041.61 | 44875.61 | 0.91456
2017-05-02 | 16:00 | N | 1.12 | 11.73 | 19.08 | 5 | 15:00 | 212 | 213 | 2842 | 1380 | 237.44 | 2498.49 | 54225.36 | 6900 | 63861.29 | 47000.86 | 1.3587
2017-05-02 | 17:00 | N | 8.11 | 14.69 | 22.48 | 4.62 | 16:00 | 191 | 237 | 2842 | 1380 | 1549.01 | 3481.53 | 63888.16 | 6375.6 | 75294.3 | 48738.81 | 1.5449
2017-05-02 | 18:00 | N | 9.06 | 7.05 | 10.67 | 4.42 | 17:00 | 218 | 258 | 2842 | 1380 | 1975.08 | 1818.9 | 30324.14 | 6099.6 | 40217.72 | 50065.46 | 0.8033
2017-05-02 | 19:00 | N | 16.04 | 5.69 | 9.69 | 2 | 18:00 | 240 | 365 | 2842 | 1380 | 3849.6 | 2076.85 | 27538.98 | 2760 | 36225.43 | 50327.77 | 0.71979
2017-05-02 | 20:00 | N | 8.11 | 4.48 | 6.36 | 3.09 | 19:00 | 320 | 214 | 2842 | 1426 | 2595.2 | 958.72 | 18075.12 | 4406.34 | 26035.38 | 49106.65 | 0.53018
2017-05-02 | 21:00 | N | 3.11 | 6.84 | 9.42 | 4.42 | 20:00 | 322 | 178 | 2842 | 1426 | 1001.42 | 1217.52 | 26771.64 | 6302.92 | 35293.5 | 47128.06 | 0.74889
2017-05-02 | 22:00 | N | 25 | 5 | 7.61 | 2 | 21:00 | 337 | 173 | 2842 | 1426 | 8425 | 865 | 21627.62 | 2852 | 33769.62 | 46530.65 | 0.72575
2017-05-02 | 23:00 | N | 45 | 13 | 10 | 0.01 | 22:00 | 394 | 194 | 2842 | 1426 | 17730 | 2522 | 28420 | 14.26 | 48686.26 | 45024.54 | 1.0813
2017-05-02 | 24:00 | N | 42.01 | 15 | 8 | 0.01 | 23:00 | 389 | 265 | 2985 | 1111 | 16341.89 | 3975 | 23880 | 11.11 | 44208 | 41382.59 | 1.0683
2017-05-03 | 1:00 | N | 28.96 | 12 | 8 | 0.01 | 24:00 | 362 | 243 | 2985 | 1111 | 10483.52 | 2916 | 23880 | 11.11 | 37290.63 | 37587.02 | 0.99211
2017-05-03 | 2:00 | N | 14.12 | 7 | 8 | 0.01 | 1:00 | 294 | 212 | 2985 | 1111 | 4151.28 | 1484 | 23880 | 11.11 | 29526.39 | 34880 | 0.84651
2017-05-03 | 3:00 | N | 10.38 | 5.11 | 7.11 | 1.62 | 2:00 | 236 | 179 | 2985 | 1111 | 2449.68 | 914.69 | 21223.35 | 1799.82 | 26387.54 | 33142.05 | 0.7962
2017-05-03 | 4:00 | N | 10 | 5.11 | 7.11 | 1.62 | 3:00 | 201 | 205 | 2985 | 1717 | 2010 | 1047.55 | 21223.35 | 2781.54 | 27062.44 | 32131.98 | 0.84223
2017-05-03 | 5:00 | N | 8.11 | 8 | 8 | 1.61 | 4:00 | 185 | 205 | 2985 | 1717 | 1500.35 | 1640 | 23880 | 2764.37 | 29784.72 | 31626.05 | 0.94178
2017-05-03 | 6:00 | N | 45 | 12 | 8 | 1.33 | 5:00 | 207 | 283 | 2985 | 1717 | 9315 | 3396 | 23880 | 2283.61 | 38874.61 | 32066.9 | 1.2123
2017-05-03 | 7:00 | N | 11.24 | 10.56 | 8.8 | 6 | 6:00 | 327 | 438 | 2985 | 1717 | 3675.48 | 4625.28 | 26268 | 10302 | 44870.76 | 33865.44 | 1.325
2017-05-03 | 8:00 | N | 3.5 | 4.5 | 5.1 | 4.5 | 7:00 | 249 | 556 | 2872 | 2219 | 871.5 | 2502 | 14647.2 | 9985.5 | 28006.2 | 37320.37 | 0.75043
2017-05-03 | 9:00 | N | 10.79 | 5.3 | 4.95 | 4.5 | 8:00 | 256 | 306 | 2872 | 2219 | 2762.24 | 1621.8 | 14216.4 | 9985.5 | 28585.94 | 38564.64 | 0.74125
2017-05-03 | 10:00 | N | 8.61 | 7.62 | 8.94 | 7 | 9:00 | 156 | 343 | 2872 | 2219 | 1343.16 | 2613.66 | 25675.68 | 15533 | 45165.5 | 39318.38 | 1.1487
2017-05-03 | 11:00 | N | 7.92 | 6.63 | 6.46 | 6.01 | 10:00 | 196 | 315 | 2872 | 2219 | 1552.32 | 2088.45 | 18553.12 | 13336.19 | 35530.08 | 40806.59 | 0.87069
2017-05-03 | 12:00 | N | 8.11 | 10.41 | 10 | 9.79 | 11:00 | 226 | 326 | 2842 | 1635 | 1832.86 | 3393.66 | 28420 | 16006.65 | 49653.17 | 42643.53 | 1.1644
2017-05-03 | 13:00 | N | 7.04 | 9.53 | 9.73 | 9.52 | 12:00 | 222 | 319 | 2842 | 1635 | 1562.88 | 3040.07 | 27652.66 | 15565.2 | 47820.81 | 44208.37 | 1.0817
2017-05-03 | 14:00 | N | 3.89 | 10.26 | 10 | 11.38 | 13:00 | 195 | 299 | 2842 | 1635 | 758.55 | 3067.74 | 28420 | 18606.3 | 50852.59 | 45260.7 | 1.1235
2017-05-03 | 15:00 | N | 8.11 | 12.85 | 13.05 | 4.22 | 14:00 | 205 | 237 | 2842 | 1635 | 1662.55 | 3045.45 | 37088.1 | 6899.7 | 48695.8 | 46282.52 | 1.0521
2017-05-03 | 16:00 | N | 8.55 | 16.22 | 17.1 | 3 | 15:00 | 212 | 213 | 2842 | 1380 | 1812.6 | 3454.86 | 48598.2 | 4140 | 58005.66 | 46986.03 | 1.2345
2017-05-03 | 17:00 | N | 10.46 | 16.72 | 17.61 | 3 | 16:00 | 191 | 237 | 2842 | 1380 | 1997.86 | 3962.64 | 50047.62 | 4140 | 60148.12 | 47586.85 | 1.264
2017-05-03 | 18:00 | N | 18.52 | 7.13 | 8.13 | 4.22 | 17:00 | 218 | 258 | 2842 | 1380 | 4037.36 | 1839.54 | 23105.46 | 5823.6 | 34805.96 | 48645.57 | 0.7155
2017-05-03 | 19:00 | N | 45 | 5 | 8 | 1.57 | 18:00 | 240 | 365 | 2842 | 1380 | 10800 | 1825 | 22736 | 2166.6 | 37527.6 | 48488.88 | 0.77394
2017-05-03 | 20:00 | N | 12.46 | 5 | 8 | 3 | 19:00 | 320 | 214 | 2842 | 1426 | 3987.2 | 1070 | 22736 | 4278 | 32071.2 | 46958.53 | 0.68297
2017-05-03 | 21:00 | N | 10.03 | 6.95 | 10 | 4.42 | 20:00 | 322 | 178 | 2842 | 1426 | 3229.66 | 1237.1 | 28420 | 6302.92 | 39189.68 | 45159.66 | 0.8678
2017-05-03 | 22:00 | N | 17.98 | 6.33 | 8 | 3 | 21:00 | 337 | 173 | 2842 | 1426 | 6059.26 | 1095.09 | 22736 | 4278 | 34168.35 | 43842.72 | 0.77934
2017-05-03 | 23:00 | N | 65.01 | 7.37 | 7.42 | 0.01 | 22:00 | 394 | 194 | 2842 | 1426 | 25613.94 | 1429.78 | 21087.64 | 14.26 | 48145.62 | 41570.29 | 1.1582
2017-05-03 | 24:00 | N | 30 | 9 | 6 | 0.01 | 23:00 | 389 | 265 | 2985 | 1111 | 11670 | 2385 | 17910 | 11.11 | 31976.11 | 38094.19 | 0.8394
2017-05-04 | 1:00 | N | 30 | 8.11 | 7.11 | 0.01 | 24:00 | 362 | 243 | 2985 | 1111 | 10860 | 1970.73 | 21223.35 | 11.11 | 34065.19 | 34323.7 | 0.99247
2017-05-04 | 2:00 | N | 9.11 | 4.31 | 4.51 | 0.01 | 1:00 | 294 | 212 | 2985 | 1111 | 2678.34 | 913.72 | 13462.35 | 11.11 | 17065.52 | 31181.69 | 0.54729
2017-05-04 | 3:00 | N | 9.75 | 2.61 | 4.01 | 0.99 | 2:00 | 236 | 179 | 2985 | 1111 | 2301 | 467.19 | 11969.85 | 1099.89 | 15837.93 | 29220.43 | 0.54202
2017-05-04 | 4:00 | N | 9.43 | 2.61 | 4 | 0.99 | 3:00 | 201 | 205 | 2985 | 1717 | 1895.43 | 535.05 | 11940 | 1699.83 | 16070.31 | 28054.23 | 0.57283
2017-05-04 | 5:00 | N | 8 | 3.81 | 4.01 | 0.99 | 4:00 | 185 | 205 | 2985 | 1717 | 1480 | 781.05 | 11969.85 | 1699.83 | 15930.73 | 27458.98 | 0.58016
2017-05-04 | 6:00 | N | 65.01 | 8.11 | 6.11 | 0.99 | 5:00 | 207 | 283 | 2985 | 1717 | 13457.07 | 2295.13 | 18238.35 | 1699.83 | 35690.38 | 27579.97 | 1.2941
2017-05-04 | 7:00 | N | 10.03 | 8.11 | 6.31 | 4.6 | 6:00 | 327 | 438 | 2985 | 1717 | 3279.81 | 3552.18 | 18835.35 | 7898.2 | 33565.54 | 29182.88 | 1.1502
2017-05-04 | 8:00 | N | 3.84 | 4 | 4.49 | 4 | 7:00 | 249 | 556 | 2872 | 2219 | 956.16 | 2224 | 12895.28 | 8876 | 24951.44 | 32208.15 | 0.77469
2017-05-04 | 9:00 | N | 12 | 5 | 5.2 | 4.2 | 8:00 | 256 | 306 | 2872 | 2219 | 3072 | 1530 | 14934.4 | 9319.8 | 28856.2 | 33026.83 | 0.87372
2017-05-04 | 10:00 | N | 8.11 | 5.04 | 8.75 | 4.42 | 9:00 | 156 | 343 | 2872 | 2219 | 1265.16 | 1728.72 | 25130 | 9807.98 | 37931.86 | 33562.11 | 1.1302
2017-05-04 | 11:00 | N | 6.83 | 6.25 | 6.45 | 6 | 10:00 | 196 | 315 | 2872 | 2219 | 1338.68 | 1968.75 | 18524.4 | 13314 | 35145.83 | 34430.68 | 1.0208
2017-05-04 | 12:00 | N | 3.5 | 7.62 | 7.82 | 7 | 11:00 | 226 | 326 | 2842 | 1635 | 791 | 2484.12 | 22224.44 | 11445 | 36944.56 | 35190.6 | 1.0498
2017-05-04 | 13:00 | N | 3.5 | 6.62 | 8.31 | 6 | 12:00 | 222 | 319 | 2842 | 1635 | 777 | 2111.78 | 23617.02 | 9810 | 36315.8 | 35792.57 | 1.0146
2017-05-04 | 14:00 | N | 3.5 | 3.11 | 7.61 | 6 | 13:00 | 195 | 299 | 2842 | 1635 | 682.5 | 929.89 | 21627.62 | 9810 | 33050.01 | 36248.17 | 0.91177
2017-05-04 | 15:00 | N | 8.11 | 3.45 | 8.35 | 2.47 | 14:00 | 205 | 237 | 2842 | 1635 | 1662.55 | 817.65 | 23730.7 | 4038.45 | 30249.35 | 36965.88 | 0.8183
2017-05-04 | 16:00 | N | 8.98 | 4 | 8.8 | 1.77 | 15:00 | 212 | 213 | 2842 | 1380 | 1903.76 | 852 | 25009.6 | 2442.6 | 30207.96 | 37657.51 | 0.80218
2017-05-04 | 17:00 | N | 15 | 8.87 | 11.06 | 0.99 | 16:00 | 191 | 237 | 2842 | 1380 | 2865 | 2102.19 | 31432.52 | 1366.2 | 37765.91 | 38306.6 | 0.98589
2017-05-04 | 18:00 | N | 10 | 6.9 | 12.19 | 1 | 17:00 | 218 | 258 | 2842 | 1380 | 2180 | 1780.2 | 34643.98 | 1380 | 39984.18 | 39018.14 | 1.0248
2017-05-04 | 19:00 | N | 20.07 | 5 | 13.27 | 1 | 18:00 | 240 | 365 | 2842 | 1380 | 4816.8 | 1825 | 37713.34 | 1380 | 45735.14 | 39199.34 | 1.1667
2017-05-04 | 20:00 | N | 10 | 15.02 | 20.1 | 0.99 | 19:00 | 320 | 214 | 2842 | 1426 | 3200 | 3214.28 | 57124.2 | 1411.74 | 64950.22 | 38761.3 | 1.6756
2017-05-04 | 21:00 | N | 5.72 | 25 | 38.49 | 0.99 | 20:00 | 322 | 178 | 2842 | 1426 | 1841.84 | 4450 | 109388.58 | 1411.74 | 117092.16 | 37842.01 | 3.0942
2017-05-04 | 22:00 | N | 15 | 15.07 | 16.33 | 0.99 | 21:00 | 337 | 173 | 2842 | 1426 | 5055 | 2607.11 | 46409.86 | 1411.74 | 55483.71 | 38206.37 | 1.4522
2017-05-04 | 23:00 | N | 29.82 | 8.82 | 8.84 | 0.01 | 22:00 | 394 | 194 | 2842 | 1426 | 11749.08 | 1711.08 | 25123.28 | 14.26 | 38597.7 | 37416.51 | 1.0316
2017-05-04 | 24:00 | N | 12 | 8.61 | 6.04 | 0.01 | 23:00 | 389 | 265 | 2985 | 1111 | 4668 | 2281.65 | 18029.4 | 11.11 | 24990.16 | 34589.29 | 0.72248
2017-05-05 | 1:00 | N | 8.11 | 4.11 | 3.55 | 0.01 | 24:00 | 362 | 243 | 2985 | 1111 | 2935.82 | 998.73 | 10596.75 | 11.11 | 14542.41 | 31359.69 | 0.46373
2017-05-05 | 2:00 | N | 4.89 | 3.45 | 3.45 | 0.01 | 1:00 | 294 | 212 | 2985 | 1111 | 1437.66 | 731.4 | 10298.25 | 11.11 | 12478.42 | 29020.9 | 0.42998
2017-05-05 | 3:00 | N | 4.11 | 2.9 | 3.1 | 1 | 2:00 | 236 | 179 | 2985 | 1111 | 969.96 | 519.1 | 9253.5 | 1111 | 11853.56 | 27577.76 | 0.42982
2017-05-05 | 4:00 | N | 2.71 | 2.8 | 3 | 0.99 | 3:00 | 201 | 205 | 2985 | 1717 | 544.71 | 574 | 8955 | 1699.83 | 11773.54 | 26776.64 | 0.43969
2017-05-05 | 5:00 | N | 2.11 | 3.45 | 3.45 | 1 | 4:00 | 185 | 205 | 2985 | 1717 | 390.35 | 707.25 | 10298.25 | 1717 | 13112.85 | 26456.05 | 0.49565
2017-05-05 | 6:00 | N | 17.88 | 5 | 4 | 1 | 5:00 | 207 | 283 | 2985 | 1717 | 3701.16 | 1415 | 11940 | 1717 | 18773.16 | 26821.86 | 0.69992
2017-05-05 | 7:00 | N | 6 | 25 | 9.95 | 4.62 | 6:00 | 327 | 438 | 2985 | 1717 | 1962 | 10950 | 29700.75 | 7932.54 | 50545.29 | 28526.53 | 1.7719
2017-05-05 | 8:00 | N | 2.2 | 6.42 | 9.5 | 4.62 | 7:00 | 249 | 556 | 2872 | 2219 | 547.8 | 3569.52 | 27284 | 10251.78 | 41653.1 | 31562.37 | 1.3197
2017-05-05 | 9:00 | N | 3.11 | 5.61 | 7.61 | 4.01 | 8:00 | 256 | 306 | 2872 | 2219 | 796.16 | 1716.66 | 21855.92 | 8898.19 | 33266.93 | 32543.17 | 1.0222
2017-05-05 | 10:00 | N | 2.11 | 6.1 | 8.69 | 4.5 | 9:00 | 156 | 343 | 2872 | 2219 | 329.16 | 2092.3 | 24957.68 | 9985.5 | 37364.64 | 33238.69 | 1.1241
2017-05-05 | 11:00 | N | 2 | 8.58 | 9.03 | 6.98 | 10:00 | 196 | 315 | 2872 | 2219 | 392 | 2702.7 | 25934.16 | 15488.62 | 44517.48 | 34360.32 | 1.2956
2017-05-05 | 12:00 | N | 1 | 7.62 | 8 | 7 | 11:00 | 226 | 326 | 2842 | 1635 | 226 | 2484.12 | 22736 | 11445 | 36891.12 | 35585.23 | 1.0367
2017-05-05 | 13:00 | N | 1 | 5.84 | 6.45 | 6 | 12:00 | 222 | 319 | 2842 | 1635 | 222 | 1862.96 | 18330.9 | 9810 | 30225.86 | 36444.31 | 0.82937
2017-05-05 | 14:00 | N | 1 | 10.29 | 10.71 | 10.26 | 13:00 | 195 | 299 | 2842 | 1635 | 195 | 3076.71 | 30437.82 | 16775.1 | 50484.63 | 37192.95 | 1.3574
2017-05-05 | 15:00 | N | 2 | 6.67 | 10 | 5 | 14:00 | 205 | 237 | 2842 | 1635 | 410 | 1580.79 | 28420 | 8175 | 38585.79 | 38451.39 | 1.0035
2017-05-05 | 16:00 | N | 2 | 14.11 | 18.33 | 6 | 15:00 | 212 | 213 | 2842 | 1380 | 424 | 3005.43 | 52093.86 | 8280 | 63803.29 | 39703.49 | 1.607
2017-05-05 | 17:00 | N | 3.5 | 21.86 | 29.49 | 6 | 16:00 | 191 | 237 | 2842 | 1380 | 668.5 | 5180.82 | 83810.58 | 8280 | 97939.9 | 41004.96 | 2.3885
2017-05-05 | 18:00 | N | 4.11 | 21.5 | 27.53 | 12 | 17:00 | 218 | 258 | 2842 | 1380 | 895.98 | 5547 | 78240.26 | 16560 | 101243.24 | 42145.36 | 2.4022
2017-05-05 | 19:00 | N | 10 | 5 | 9.75 | 3 | 18:00 | 240 | 365 | 2842 | 1380 | 2400 | 1825 | 27709.5 | 4140 | 36074.5 | 42606.85 | 0.84668
2017-05-05 | 20:00 | N | 9.66 | 5 | 8.12 | 1.11 | 19:00 | 320 | 214 | 2842 | 1426 | 3091.2 | 1070 | 23077.04 | 1582.86 | 28821.1 | 41872.34 | 0.68831
2017-05-05 | 21:00 | N | 3.5 | 4 | 8.16 | 3.38 | 20:00 | 322 | 178 | 2842 | 1426 | 1127 | 712 | 23190.72 | 4819.88 | 29849.6 | 40243.58 | 0.74172
2017-05-05 | 22:00 | N | 25 | 5.21 | 5.68 | 3 | 21:00 | 337 | 173 | 2842 | 1426 | 8425 | 901.33 | 16142.56 | 4278 | 29746.89 | 39331.2 | 0.75632
2017-05-05 | 23:00 | N | 25 | 6 | 6 | 0.01 | 22:00 | 394 | 194 | 2842 | 1426 | 9850 | 1164 | 17052 | 14.26 | 28080.26 | 38010.53 | 0.73875
2017-05-05 | 24:00 | N | 22 | 8.61 | 6 | 0.01 | 23:00 | 389 | 265 | 2985 | 1111 | 8558 | 2281.65 | 17910 | 11.11 | 28760.76 | 35539.08 | 0.80927
2017-05-06 | 1:00 | N | 75.01 | 7 | 5 | 0.01 | 24:00 | 362 | 243 | 2985 | 1111 | 27153.62 | 1701 | 14925 | 11.11 | 43790.73 | 32667.11 | 1.3405
2017-05-06 | 2:00 | N | 30 | 4.8 | 5 | 0.01 | 1:00 | 294 | 212 | 2985 | 1111 | 8820 | 1017.6 | 14925 | 11.11 | 24773.71 | 30155.82 | 0.82152
2017-05-06 | 3:00 | N | 25 | 3.25 | 4 | 0.99 | 2:00 | 236 | 179 | 2985 | 1111 | 5900 | 581.75 | 11940 | 1099.89 | 19521.64 | 28506.01 | 0.68483
2017-05-06 | 4:00 | N | 17.03 | 3.11 | 4 | 0.99 | 3:00 | 201 | 205 | 2985 | 1717 | 3423.03 | 637.55 | 11940 | 1699.83 | 17700.41 | 27297.67 | 0.64842
2017-05-06 | 5:00 | N | 9.5 | 3.8 | 4 | 1.13 | 4:00 | 185 | 205 | 2985 | 1717 | 1757.5 | 779 | 11940 | 1940.21 | 16416.71 | 26659.79 | 0.61579
2017-05-06 | 6:00 | N | 65.01 | 15 | 5 | 1.22 | 5:00 | 207 | 283 | 2985 | 1717 | 13457.07 | 4245 | 14925 | 2094.74 | 34721.81 | 26495.78 | 1.3105
2017-05-06 | 7:00 | N | 45 | 62 | 8.1 | 6 | 6:00 | 327 | 438 | 2985 | 1717 | 14715 | 27156 | 24178.5 | 10302 | 76351.5 | 26938.53 | 2.8343
2017-05-06 | 8:00 | N | 10 | 4.2 | 7.67 | 4.2 | 7:00 | 249 | 556 | 2872 | 2219 | 2490 | 2335.2 | 22028.24 | 9319.8 | 36173.24 | 27759.89 | 1.3031
2017-05-06 | 9:00 | N | 25 | 6.3 | 8.85 | 4.5 | 8:00 | 256 | 306 | 2872 | 2219 | 6400 | 1927.8 | 25417.2 | 9985.5 | 43730.5 | 28712.58 | 1.523
2017-05-06 | 10:00 | N | 25 | 6.27 | 8 | 4.67 | 9:00 | 156 | 343 | 2872 | 2219 | 3900 | 2150.61 | 22976 | 10362.73 | 39389.34 | 30635.32 | 1.2857
2017-05-06 | 11:00 | N | 2.92 | 6.62 | 6.45 | 6 | 10:00 | 196 | 315 | 2872 | 2219 | 572.32 | 2085.3 | 18524.4 | 13314 | 34496.02 | 32648.95 | 1.0566
2017-05-06 | 12:00 | N | 2 | 10.43 | 10 | 9.55 | 11:00 | 226 | 326 | 2842 | 1635 | 452 | 3400.18 | 28420 | 15614.25 | 47886.43 | 34466.31 | 1.3894
2017-05-06 | 13:00 | N | 1 | 10.88 | 10.71 | 10.26 | 12:00 | 222 | 319 | 2842 | 1635 | 222 | 3470.72 | 30437.82 | 16775.1 | 50905.64 | 36107.42 | 1.4098
2017-05-06 | 14:00 | N | 1 | 7.64 | 8 | 8.7 | 13:00 | 195 | 299 | 2842 | 1635 | 195 | 2284.36 | 22736 | 14224.5 | 39439.86 | 37844.38 | 1.0422
2017-05-06 | 15:00 | N | 2 | 9.34 | 10 | 4.42 | 14:00 | 205 | 237 | 2842 | 1635 | 410 | 2213.58 | 28420 | 7226.7 | 38270.28 | 39688.74 | 0.96426
2017-05-06 | 16:00 | N | 2.11 | 19.09 | 20 | 6 | 15:00 | 212 | 213 | 2842 | 1380 | 447.32 | 4066.17 | 56840 | 8280 | 69633.49 | 41693.54 | 1.6701
2017-05-06 | 17:00 | N | 3.11 | 30.31 | 31.78 | 6 | 16:00 | 191 | 237 | 2842 | 1380 | 594.01 | 7183.47 | 90318.76 | 8280 | 106376.24 | 43750.71 | 2.4314
2017-05-06 | 18:00 | N | 2.34 | 16.25 | 16.77 | 6 | 17:00 | 218 | 258 | 2842 | 1380 | 510.12 | 4192.5 | 47660.34 | 8280 | 60642.96 | 45291.69 | 1.3389
2017-05-06 | 19:00 | N | 20.07 | 8.34 | 9.34 | 2 | 18:00 | 240 | 365 | 2842 | 1380 | 4816.8 | 3044.1 | 26544.28 | 2760 | 37165.18 | 46004.47 | 0.80786
2017-05-06 | 20:00 | N | 7.9 | 8.05 | 10 | 1.44 | 19:00 | 320 | 214 | 2842 | 1426 | 2528 | 1722.7 | 28420 | 2053.44 | 34724.14 | 45469.45 | 0.76368
2017-05-06 | 21:00 | N | 3.43 | 6.31 | 8 | 1.22 | 20:00 | 322 | 178 | 2842 | 1426 | 1104.46 | 1123.18 | 22736 | 1739.72 | 26703.36 | 43603.39 | 0.61241
2017-05-06 | 22:00 | N | 25 | 7.76 | 7.96 | 1.22 | 21:00 | 337 | 173 | 2842 | 1426 | 8425 | 1342.48 | 22622.32 | 1739.72 | 34129.52 | 42097.33 | 0.81073
2017-05-06 | 23:00 | N | 50.01 | 9.63 | 7.67 | 0.01 | 22:00 | 394 | 194 | 2842 | 1426 | 19703.94 | 1868.22 | 21798.14 | 14.26 | 43384.56 | 40353.95 | 1.0751
2017-05-06 | 24:00 | N | 30 | 22 | 9.69 | 0.01 | 23:00 | 389 | 265 | 2985 | 1111 | 11670 | 5830 | 28924.65 | 11.11 | 46435.76 | 37669.05 | 1.2327
2017-05-07 | 1:00 | N | 50.01 | 15 | 8 | 0.01 | 24:00 | 362 | 243 | 2985 | 1111 | 18103.62 | 3645 | 23880 | 11.11 | 45639.73 | 34788.84 | 1.3119
2017-05-07 | 2:00 | N | 30.53 | 5 | 5 | 0.01 | 1:00 | 294 | 212 | 2985 | 1111 | 8975.82 | 1060 | 14925 | 11.11 | 24971.93 | 32269.57 | 0.77385
2017-05-07 | 3:00 | N | 25 | 3.25 | 5 | 1.42 | 2:00 | 236 | 179 | 2985 | 1111 | 5900 | 581.75 | 14925 | 1577.62 | 22984.37 | 30179.94 | 0.76158
2017-05-07 | 4:00 | N | 20.89 | 3.11 | 5 | 1.41 | 3:00 | 201 | 205 | 2985 | 1717 | 4198.89 | 637.55 | 14925 | 2420.97 | 22182.41 | 28636.47 | 0.77462
2017-05-07 | 5:00 | N | 19.66 | 5 | 5 | 1.42 | 4:00 | 185 | 205 | 2985 | 1717 | 3637.1 | 1025 | 14925 | 2438.14 | 22025.24 | 27689.91 | 0.79542
2017-05-07 | 6:00 | N | 57.85 | 25 | 8 | 1.42 | 5:00 | 207 | 283 | 2985 | 1717 | 11974.95 | 7075 | 23880 | 2438.14 | 45368.09 | 27184.68 | 1.6689
2017-05-07 | 7:00 | N | 45.32 | 62 | 10.97 | 10.22 | 6:00 | 327 | 438 | 2985 | 1717 | 14819.64 | 27156 | 32745.45 | 17547.74 | 92268.83 | 27146.26 | 3.399
2017-05-07 | 8:00 | N | 15.47 | 4.5 | 8 | 4.5 | 7:00 | 249 | 556 | 2872 | 2219 | 3852.03 | 2502 | 22976 | 9985.5 | 39315.53 | 27310.9 | 1.4396
2017-05-07 | 9:00 | N | 25 | 7.8 | 8 | 6 | 8:00 | 256 | 306 | 2872 | 2219 | 6400 | 2386.8 | 22976 | 13314 | 45076.8 | 27867.21 | 1.6176
2017-05-07 | 10:00 | N | 25 | 7.8 | 9.01 | 6 | 9:00 | 156 | 343 | 2872 | 2219 | 3900 | 2675.4 | 25876.72 | 13314 | 45766.12 | 30118.52 | 1.5195
2017-05-07 | 11:00 | N | 15 | 11.15 | 10 | 9.55 | 10:00 | 196 | 315 | 2872 | 2219 | 2940 | 3512.25 | 28720 | 21191.45 | 56363.7 | 32804.55 | 1.7182
2017-05-07 | 12:00 | N | 12.88 | 12.62 | 12.45 | 12 | 11:00 | 226 | 326 | 2842 | 1635 | 2910.88 | 4114.12 | 35382.9 | 19620 | 62027.9 | 35419.47 | 1.7512
2017-05-07 | 13:00 | N | 3.5 | 14.76 | 14.76 | 14.14 | 12:00 | 222 | 319 | 2842 | 1635 | 777 | 4708.44 | 41947.92 | 23118.9 | 70552.26 | 37971.43 | 1.858
2017-05-07 | 14:00 | N | 2.61 | 10.09 | 10 | 10.09 | 13:00 | 195 | 299 | 2842 | 1635 | 508.95 | 3016.91 | 28420 | 16497.15 | 48443.01 | 40257.4 | 1.2033
2017-05-07 | 15:00 | N | 2.61 | 13.09 | 13.59 | 3 | 14:00 | 205 | 237 | 2842 | 1635 | 535.05 | 3102.33 | 38622.78 | 4905 | 47165.16 | 42235.39 | 1.1167
2017-05-07 | 16:00 | N | 3.5 | 21.5 | 21.95 | 3.91 | 15:00 | 212 | 213 | 2842 | 1380 | 742 | 4579.5 | 62381.9 | 5395.8 | 73099.2 | 44156.75 | 1.6554
2017-05-07 | 17:00 | N | 11.09 | 27.63 | 28.3 | 4.5 | 16:00 | 191 | 237 | 2842 | 1380 | 2118.19 | 6548.31 | 80428.6 | 6210 | 95305.1 | 45845.08 | 2.0789
2017-05-07 | 18:00 | N | 4.28 | 14.85 | 15.35 | 3 | 17:00 | 218 | 258 | 2842 | 1380 | 933.04 | 3831.3 | 43624.7 | 4140 | 52529.04 | 46916.32 | 1.1196
2017-05-07 | 19:00 | N | 33.66 | 6.53 | 9.37 | 2 | 18:00 | 240 | 365 | 2842 | 1380 | 8078.4 | 2383.45 | 26629.54 | 2760 | 39851.39 | 47227.26 | 0.84382
2017-05-07 | 20:00 | N | 25 | 8.18 | 8.66 | 1.72 | 19:00 | 320 | 214 | 2842 | 1426 | 8000 | 1750.52 | 24611.72 | 2452.72 | 36814.96 | 46385.98 | 0.79367
2017-05-07 | 21:00 | N | 25 | 8.91 | 9.81 | 1.72 | 20:00 | 322 | 178 | 2842 | 1426 | 8050 | 1585.98 | 27880.02 | 2452.72 | 39968.72 | 44681.67 | 0.89452
2017-05-07 | 22:00 | N | 25 | 9.83 | 10 | 1.72 | 21:00 | 337 | 173 | 2842 | 1426 | 8425 | 1700.59 | 28420 | 2452.72 | 40998.31 | 43885.7 | 0.93421
2017-05-07 | 23:00 | N | 75.01 | 9.5 | 8.5 | 0.01 | 22:00 | 394 | 194 | 2842 | 1426 | 29553.94 | 1843 | 24157 | 14.26 | 55568.2 | 42562.56 | 1.3056
2017-05-07 | 24:00 | N | 45 | 22 | 8.69 | 0.01 | 23:00 | 389 | 265 | 2985 | 1111 | 17505 | 5830 | 25939.65 | 11.11 | 49285.76 | 39262.26 | 1.2553
2017-05-08 | 1:00 | N | 40 | 10 | 8 | 0.01 | 24:00 | 362 | 243 | 2985 | 1111 | 14480 | 2430 | 23880 | 11.11 | 40801.11 | 35401.97 | 1.1525
2017-05-08 | 2:00 | N | 20 | 5 | 8 | 0.01 | 1:00 | 294 | 212 | 2985 | 1111 | 5880 | 1060 | 23880 | 11.11 | 30831.11 | 32473.21 | 0.94943
2017-05-08 | 3:00 | N | 26.72 | 5 | 8 | 1.75 | 2:00 | 236 | 179 | 2985 | 1111 | 6305.92 | 895 | 23880 | 1944.25 | 33025.17 | 30626.99 | 1.0783
2017-05-08 | 4:00 | N | 16.98 | 3.11 | 7.11 | 1.75 | 3:00 | 201 | 205 | 2985 | 1717 | 3412.98 | 637.55 | 21223.35 | 3004.75 | 28278.63 | 29468.91 | 0.95961
2017-05-08 | 5:00 | N | 10.91 | 5 | 5 | 1.75 | 4:00 | 185 | 205 | 2985 | 1717 | 2018.35 | 1025 | 14925 | 3004.75 | 20973.1 | 28900.51 | 0.7257
2017-05-08 | 6:00 | N | 75.01 | 8.61 | 4.75 | 1 | 5:00 | 207 | 283 | 2985 | 1717 | 15527.07 | 2436.63 | 14178.75 | 1717 | 33859.45 | 29132.48 | 1.1623
2017-05-08 | 7:00 | N | 20 | 12 | 12 | 9.9 | 6:00 | 327 | 438 | 2985 | 1717 | 6540 | 5256 | 35820 | 16998.3 | 64614.3 | 30683.94 | 2.1058
2017-05-08 | 8:00 | N | 3.5 | 5.56 | 7.61 | 5.56 | 7:00 | 249 | 556 | 2872 | 2219 | 871.5 | 3091.36 | 21855.92 | 12337.64 | 38156.42 | 33588.64 | 1.136
2017-05-08 | 9:00 | N | 9.28 | 5.3 | 9.49 | 4.5 | 8:00 | 256 | 306 | 2872 | 2219 | 2375.68 | 1621.8 | 27255.28 | 9985.5 | 41238.26 | 34675.01 | 1.1893
2017-05-08 | 10:00 | N | 6.68 | 5.04 | 8 | 4.42 | 9:00 | 156 | 343 | 2872 | 2219 | 1042.08 | 1728.72 | 22976 | 9807.98 | 35554.78 | 35885.21 | 0.99079
2017-05-08 | 11:00 | N | 1 | 4.93 | 5.3 | 4.85 | 10:00 | 196 | 315 | 2872 | 2219 | 196 | 1552.95 | 15221.6 | 10762.15 | 27732.7 | 37870.67 | 0.7323
2017-05-08 | 12:00 | N | 1 | 5.35 | 6.1 | 5.89 | 11:00 | 226 | 326 | 2842 | 1635 | 226 | 1744.1 | 17336.2 | 9630.15 | 28936.45 | 39794.68 | 0.72714
2017-05-08 | 13:00 | N | 1 | 6.56 | 7.89 | 7.44 | 12:00 | 222 | 319 | 2842 | 1635 | 222 | 2092.64 | 22423.38 | 12164.4 | 36902.42 | 41391.98 | 0.89154
2017-05-08 | 14:00 | N | 0.47 | 6.38 | 8 | 7.83 | 13:00 | 195 | 299 | 2842 | 1635 | 91.65 | 1907.62 | 22736 | 12802.05 | 37537.32 | 42766.03 | 0.87774
2017-05-08 | 15:00 | N | 1.31 | 9.32 | 11.24 | 3 | 14:00 | 205 | 237 | 2842 | 1635 | 268.55 | 2208.84 | 31944.08 | 4905 | 39326.47 | 44248.37 | 0.88877
2017-05-08 | 16:00 | N | 1 | 12.16 | 16.68 | 3 | 15:00 | 212 | 213 | 2842 | 1380 | 212 | 2590.08 | 47404.56 | 4140 | 54346.64 | 45391.92 | 1.1973
2017-05-08 | 17:00 | N | 2.07 | 19.73 | 22.69 | 1 | 16:00 | 191 | 237 | 2842 | 1380 | 395.37 | 4676.01 | 64484.98 | 1380 | 70936.36 | 46332.67 | 1.531
2017-05-08 | 18:00 | N | 2.55 | 9.98 | 12.96 | 4.22 | 17:00 | 218 | 258 | 2842 | 1380 | 555.9 | 2574.84 | 36832.32 | 5823.6 | 45786.66 | 46888.14 | 0.97651
2017-05-08 | 19:00 | N | 20 | 5 | 8.04 | 1 | 18:00 | 240 | 365 | 2842 | 1380 | 4800 | 1825 | 22849.68 | 1380 | 30854.68 | 46587.15 | 0.6623
2017-05-08 | 20:00 | N | 8.11 | 5 | 7.88 | 4 | 19:00 | 320 | 214 | 2842 | 1426 | 2595.2 | 1070 | 22394.96 | 5704 | 31764.16 | 45531.56 | 0.69763
2017-05-08 | 21:00 | N | 3.5 | 11.08 | 14.87 | 4.42 | 20:00 | 322 | 178 | 2842 | 1426 | 1127 | 1972.24 | 42260.54 | 6302.92 | 51662.7 | 44252.17 | 1.1675
2017-05-08 | 22:00 | N | 6 | 5.39 | 5.59 | 3 | 21:00 | 337 | 173 | 2842 | 1426 | 2022 | 932.47 | 15886.78 | 4278 | 23119.25 | 44264.05 | 0.5223
2017-05-08 | 23:00 | N | 27.52 | 9.47 | 9.67 | 0.01 | 22:00 | 394 | 194 | 2842 | 1426 | 10842.88 | 1837.18 | 27482.14 | 14.26 | 40176.46 | 43037.56 | 0.93352
2017-05-08 | 24:00 | N | 22 | 15 | 10.45 | 0.01 | 23:00 | 389 | 265 | 2985 | 1111 | 8558 | 3975 | 31193.25 | 11.11 | 43737.36 | 39628.68 | 1.1037
2017-05-09 | 1:00 | N | 32.04 | 15 | 4.51 | 0.01 | 24:00 | 362 | 243 | 2985 | 1111 | 11598.48 | 3645 | 13462.35 | 11.11 | 28716.94 | 35945.15 | 0.79891
2017-05-09 | 2:00 | N | 20 | 5 | 4.01 | 0.01 | 1:00 | 294 | 212 | 2985 | 1111 | 5880 | 1060 | 11969.85 | 11.11 | 18920.96 | 33142.74 | 0.57089
2017-05-09 | 3:00 | N | 20 | 5 | 4 | 0.99 | 2:00 | 236 | 179 | 2985 | 1111 | 4720 | 895 | 11940 | 1099.89 | 18654.89 | 31371.99 | 0.59464
2017-05-09 | 4:00 | N | 11.3 | 5 | 4 | 0.99 | 3:00 | 201 | 205 | 2985 | 1717 | 2271.3 | 1025 | 11940 | 1699.83 | 16936.13 | 30225.81 | 0.56032
2017-05-09 | 5:00 | N | 8 | 5 | 3.89 | 0.99 | 4:00 | 185 | 205 | 2985 | 1717 | 1480 | 1025 | 11611.65 | 1699.83 | 15816.48 | 29736.7 | 0.53188
2017-05-09 | 6:00 | N | 40 | 20 | 4 | 0.99 | 5:00 | 207 | 283 | 2985 | 1717 | 8280 | 5660 | 11940 | 1699.83 | 27579.83 | 29945.35 | 0.92101
2017-05-09 | 7:00 | N | 25.55 | 25 | 8 | 4.5 | 6:00 | 327 | 438 | 2985 | 1717 | 8354.85 | 10950 | 23880 | 7726.5 | 50911.35 | 31727.66 | 1.6046
2017-05-09 | 8:00 | N | 8.11 | 4 | 7.11 | 3.13 | 7:00 | 249 | 556 | 2872 | 2219 | 2019.39 | 2224 | 20419.92 | 6945.47 | 31608.78 | 34977.26 | 0.9037
2017-05-09 | 9:00 | N | 3.19 | 4 | 4.09 | 2.82 | 8:00 | 256 | 306 | 2872 | 2219 | 816.64 | 1224 | 11746.48 | 6257.58 | 20044.7 | 36269.75 | 0.55266
2017-05-09 | 10:00 | N | 2 | 4.11 | 10 | 3.43 | 9:00 | 156 | 343 | 2872 | 2219 | 312 | 1409.73 | 28720 | 7611.17 | 38052.9 | 37252.34 | 1.0215
2017-05-09 | 11:00 | N | 2 | 5.48 | 6.96 | 4.86 | 10:00 | 196 | 315 | 2872 | 2219 | 392 | 1726.2 | 19989.12 | 10784.34 | 32891.66 | 38752.73 | 0.84876
2017-05-09 | 12:00 | N | 1 | 5.23 | 5.65 | 5.2 | 11:00 | 226 | 326 | 2842 | 1635 | 226 | 1704.98 | 16057.3 | 8502 | 26490.28 | 40338.1 | 0.65671
2017-05-09 | 13:00 | N | 0.36 | 6 | 7 | 6 | 12:00 | 222 | 319 | 2842 | 1635 | 79.92 | 1914 | 19894 | 9810 | 31697.92 | 41667.97 | 0.76073
2017-05-09 | 14:00 | N | 0.47 | 7.05 | 8 | 7.55 | 13:00 | 195 | 299 | 2842 | 1635 | 91.65 | 2107.95 | 22736 | 12344.25 | 37279.85 | 42750.1 | 0.87204
2017-05-09 | 15:00 | N | 1 | 6.49 | 10 | 1.22 | 14:00 | 205 | 237 | 2842 | 1635 | 205 | 1538.13 | 28420 | 1994.7 | 32157.83 | 44010.14 | 0.73069
2017-05-09 | 16:00 | N | 1.45 | 5.55 | 12.91 | 1 | 15:00 | 212 | 213 | 2842 | 1380 | 307.4 | 1182.15 | 36690.22 | 1380 | 39559.77 | 44794.03 | 0.88315
2017-05-09 | 17:00 | N | 3.11 | 14.28 | 20 | 0.99 | 16:00 | 191 | 237 | 2842 | 1380 | 594.01 | 3384.36 | 56840 | 1366.2 | 62184.57 | 45357.76 | 1.371
2017-05-09 | 18:00 | N | 3.5 | 7.52 | 12.9 | 1 | 17:00 | 218 | 258 | 2842 | 1380 | 763 | 1940.16 | 36661.8 | 1380 | 40744.96 | 45944.11 | 0.88684
2017-05-09 | 19:00 | N | 20 | 5 | 8 | 0.97 | 18:00 | 240 | 365 | 2842 | 1380 | 4800 | 1825 | 22736 | 1338.6 | 30699.6 | 46040.81 | 0.66679
2017-05-09 | 20:00 | N | 10 | 4.77 | 8 | 0.97 | 19:00 | 320 | 214 | 2842 | 1426 | 3200 | 1020.78 | 22736 | 1383.22 | 28340 | 45433.7 | 0.62377
2017-05-09 | 21:00 | N | 8.11 | 4.95 | 8.85 | 0.97 | 20:00 | 322 | 178 | 2842 | 1426 | 2611.42 | 881.1 | 25151.7 | 1383.22 | 30027.44 | 44481.87 | 0.67505
2017-05-09 | 22:00 | N | 9.11 | 8.2 | 8.2 | 0.97 | 21:00 | 337 | 173 | 2842 | 1426 | 3070.07 | 1418.6 | 23304.4 | 1383.22 | 29176.29 | 44813.15 | 0.65107
2017-05-09 | 23:00 | N | 28.03 | 23.4 | 6.03 | 0.01 | 22:00 | 394 | 194 | 2842 | 1426 | 11043.82 | 4539.6 | 17137.26 | 14.26 | 32734.94 | 43756.1 | 0.74812
2017-05-09 | 24:00 | N | 24.01 | 55 | 4.94 | 0.01 | 23:00 | 389 | 265 | 2985 | 1111 | 9339.89 | 14575 | 14745.9 | 11.11 | 38671.9 | 40739.9 | 0.94924
2017-05-10 | 1:00 | N | 25 | 19.66 | 8 | 0.01 | 24:00 | 362 | 243 | 2985 | 1111 | 9050 | 4777.38 | 23880 | 11.11 | 37718.49 | 37221.15 | 1.0134
2017-05-10 | 2:00 | N | 20 | 8 | 8 | 0.01 | 1:00 | 294 | 212 | 2985 | 1111 | 5880 | 1696 | 23880 | 11.11 | 31467.11 | 34491.72 | 0.91231
2017-05-10 | 3:00 | N | 20 | 5.11 | 4.75 | 1.22 | 2:00 | 236 | 179 | 2985 | 1111 | 4720 | 914.69 | 14178.75 | 1355.42 | 21168.86 | 32701.95 | 0.64733
2017-05-10 | 4:00 | N | 12.68 | 5.15 | 4.75 | 1.22 | 3:00 | 201 | 205 | 2985 | 1717 | 2548.68 | 1055.75 | 14178.75 | 2094.74 | 19877.92 | 31600.69 | 0.62903
2017-05-10 | 5:00 | N | 5.01 | 6.31 | 5 | 1.22 | 4:00 | 185 | 205 | 2985 | 1717 | 926.85 | 1293.55 | 14925 | 2094.74 | 19240.14 | 31044.65 | 0.61976
2017-05-10 | 6:00 | N | 21.03 | 18.52 | 4.75 | 1 | 5:00 | 207 | 283 | 2985 | 1717 | 4353.21 | 5241.16 | 14178.75 | 1717 | 25490.12 | 31286.86 | 0.81472
2017-05-10 | 7:00 | N | 14.18 | 13.26 | 13.2 | 6 | 6:00 | 327 | 438 | 2985 | 1717 | 4636.86 | 5807.88 | 39402 | 10302 | 60148.74 | 33022.9 | 1.8214
2017-05-10 | 8:00 | N | 2.11 | 4 | 4.6 | 4 | 7:00 | 249 | 556 | 2872 | 2219 | 525.39 | 2224 | 13211.2 | 8876 | 24836.59 | 36187.07 | 0.68634
2017-05-10 | 9:00 | N | 4.11 | 4.24 | 4.51 | 3.44 | 8:00 | 256 | 306 | 2872 | 2219 | 1052.16 | 1297.44 | 12952.72 | 7633.36 | 22935.68 | 37296.62 | 0.61495
2017-05-10 | 10:00 | N | 2.11 | 5.78 | 5.98 | 4.5 | 9:00 | 156 | 343 | 2872 | 2219 | 329.16 | 1982.54 | 17174.56 | 9985.5 | 29471.76 | 38090.97 | 0.77372
2017-05-10 | 11:00 | N | 2 | 6.54 | 6.74 | 5.92 | 10:00 | 196 | 315 | 2872 | 2219 | 392 | 2060.1 | 19357.28 | 13136.48 | 34945.86 | 39461.17 | 0.88558
2017-05-10 | 12:00 | N | 1 | 7.62 | 7.82 | 7 | 11:00 | 226 | 326 | 2842 | 1635 | 226 | 2484.12 | 22224.44 | 11445 | 36379.56 | 40941.48 | 0.88857
2017-05-10 | 13:00 | N | 1 | 9.56 | 9.76 | 9.31 | 12:00 | 222 | 319 | 2842 | 1635 | 222 | 3049.64 | 27737.92 | 15221.85 | 46231.41 | 42339.78 | 1.0919
2017-05-10 | 14:00 | N | 1.14 | 13.34 | 13.83 | 13.62 | 13:00 | 195 | 299 | 2842 | 1635 | 222.3 | 3988.66 | 39304.86 | 22268.7 | 65784.52 | 43694.66 | 1.5056
2017-05-10 | 15:00 | N | 2 | 16.48 | 17.12 | 3 | 14:00 | 205 | 237 | 2842 | 1635 | 410 | 3905.76 | 48655.04 | 4905 | 57875.8 | 44881.96 | 1.2895
2017-05-10 | 16:00 | N | 1.28 | 17.57 | 18.82 | 3 | 15:00 | 212 | 213 | 2842 | 1380 | 271.36 | 3742.41 | 53486.44 | 4140 | 61640.21 | 45860.78 | 1.3441
2017-05-10 | 17:00 | N | 2.11 | 18.52 | 20.49 | 1.22 | 16:00 | 191 | 237 | 2842 | 1380 | 403.01 | 4389.24 | 58232.58 | 1683.6 | 64708.43 | 46512.86 | 1.3912
2017-05-10 | 18:00 | N | 3.5 | 9.68 | 10.68 | 3 | 17:00 | 218 | 258 | 2842 | 1380 | 763 | 2497.44 | 30352.56 | 4140 | 37753 | 47055.85 | 0.8023
2017-05-10 | 19:00 | N | 8 | 7.17 | 13.62 | 1.67 | 18:00 | 240 | 365 | 2842 | 1380 | 1920 | 2617.05 | 38708.04 | 2304.6 | 45549.69 | 46862.11 | 0.97199
2017-05-10 | 20:00 | N | 8 | 13.71 | 14.32 | 1.88 | 19:00 | 320 | 214 | 2842 | 1426 | 2560 | 2933.94 | 40697.44 | 2680.88 | 48872.26 | 45996.42 | 1.0625
2017-05-10 | 21:00 | N | 8 | 10.3 | 10.85 | 1.62 | 20:00 | 322 | 178 | 2842 | 1426 | 2576 | 1833.4 | 30835.7 | 2310.12 | 37555.22 | 45068.88 | 0.83328
2017-05-10 | 22:00 | N | 11.75 | 6.95 | 7.21 | 1.62 | 21:00 | 337 | 173 | 2842 | 1426 | 3959.75 | 1202.35 | 20490.82 | 2310.12 | 27963.04 | 45292.44 | 0.61739
2017-05-10 | 23:00 | N | 30.01 | 7.99 | 7.99 | 0.01 | 22:00 | 394 | 194 | 2842 | 1426 | 11823.94 | 1550.06 | 22707.58 | 14.26 | 36095.84 | 44297.16 | 0.81486
2017-05-10 | 24:00 | N | 20 | 12 | 6 | 0.01 | 23:00 | 389 | 265 | 2985 | 1111 | 7780 | 3180 | 17910 | 11.11 | 28881.11 | 41233.93 | 0.70042
2017-05-11 | 1:00 | N | 12.01 | 5 | 3.01 | 0.01 | 24:00 | 362 | 243 | 2985 | 1111 | 4347.62 | 1215 | 8984.85 | 11.11 | 14558.58 | 37643.96 | 0.38674
2017-05-11 | 2:00 | N | 7 | 3 | 3 | 0.01 | 1:00 | 294 | 212 | 2985 | 1111 | 2058 | 636 | 8955 | 11.11 | 11660.11 | 34820.18 | 0.33487
2017-05-11 | 3:00 | N | 7 | 2.8 | 3 | 0.99 | 2:00 | 236 | 179 | 2985 | 1111 | 1652 | 501.2 | 8955 | 1099.89 | 12208.09 | 33058.21 | 0.36929
2017-05-11 | 4:00 | N | 5.6 | 2.8 | 3 | 0.99 | 3:00 | 201 | 205 | 2985 | 1717 | 1125.6 | 574 | 8955 | 1699.83 | 12354.43 | 31981.77 | 0.3863
2017-05-11 | 5:00 | N | 2.79 | 2.8 | 3 | 0.99 | 4:00 | 185 | 205 | 2985 | 1717 | 516.15 | 574 | 8955 | 1699.83 | 11744.98 | 31457.93 | 0.37336
2017-05-11 | 6:00 | N | 15.01 | 5 | 4 | 0.99 | 5:00 | 207 | 283 | 2985 | 1717 | 3107.07 | 1415 | 11940 | 1699.83 | 18161.9 | 31748.81 | 0.57205
2017-05-11 | 7:00 | N | 8.11 | 10.21 | 6.75 | 6 | 6:00 | 327 | 438 | 2985 | 1717 | 2651.97 | 4471.98 | 20148.75 | 10302 | 37574.7 | 33497.54 | 1.1217
2017-05-11 | 8:00 | N | 2.61 | 4 | 4.2 | 3.45 | 7:00 | 249 | 556 | 2872 | 2219 | 649.89 | 2224 | 12062.4 | 7655.55 | 22591.84 | 36691.58 | 0.61572
2017-05-11 | 9:00 | N | 2.74 | 4.24 | 4.44 | 3.44 | 8:00 | 256 | 306 | 2872 | 2219 | 701.44 | 1297.44 | 12751.68 | 7633.36 | 22383.92 | 37674.48 | 0.59414
2017-05-11 | 10:00 | N | 2 | 4.18 | 4.75 | 3.57 | 9:00 | 156 | 343 | 2872 | 2219 | 312 | 1433.74 | 13642 | 7921.83 | 23309.57 | 38411.83 | 0.60683
2017-05-11 | 11:00 | N | 2 | 5.31 | 5.51 | 4.8 | 10:00 | 196 | 315 | 2872 | 2219 | 392 | 1672.65 | 15824.72 | 10651.2 | 28540.57 | 39961.25 | 0.71421
2017-05-11 | 12:00 | N | 1 | 7.11 | 7.31 | 6.77 | 11:00 | 226 | 326 | 2842 | 1635 | 226 | 2317.86 | 20775.02 | 11068.95 | 34387.83 | 41763.73 | 0.82339
2017-05-11 | 13:00 | N | 0.45 | 6.44 | 7.29 | 6.29 | 12:00 | 222 | 319 | 2842 | 1635 | 99.9 | 2054.36 | 20718.18 | 10284.15 | 33156.59 | 43464.37 | 0.76285
2017-05-11 | 14:00 | N | 0.53 | 10.04 | 10.84 | 10 | 13:00 | 195 | 299 | 2842 | 1635 | 103.35 | 3001.96 | 30807.28 | 16350 | 50262.59 | 45213.72 | 1.1117
2017-05-11 | 15:00 | N | 2 | 14.36 | 15.21 | 3 | 14:00 | 205 | 237 | 2842 | 1635 | 410 | 3403.32 | 43226.82 | 4905 | 51945.14 | 46857.44 | 1.1086
2017-05-11 | 16:00 | N | 1.86 | 20.99 | 22.91 | 3 | 15:00 | 212 | 213 | 2842 | 1380 | 394.32 | 4470.87 | 65110.22 | 4140 | 74115.41 | 47806.81 | 1.5503
2017-05-11 | 17:00 | N | 3.5 | 21.84 | 26.53 | 3.76 | 16:00 | 191 | 237 | 2842 | 1380 | 668.5 | 5176.08 | 75398.26 | 5188.8 | 86431.64 | 48627.18 | 1.7774
2017-05-11 | 18:00 | N | 3.5 | 13.37 | 15.07 | 1.61 | 17:00 | 218 | 258 | 2842 | 1380 | 763 | 3449.46 | 42828.94 | 2221.8 | 49263.2 | 49730.44 | 0.9906
2017-05-11 | 19:00 | N | 12.68 | 8.09 | 9.14 | 1.61 | 18:00 | 240 | 365 | 2842 | 1380 | 3043.2 | 2952.85 | 25975.88 | 2221.8 | 34193.73 | 49964.52 | 0.68436
2017-05-11 | 20:00 | N | 6.71 | 7.8 | 8 | 0.99 | 19:00 | 320 | 214 | 2842 | 1426 | 2147.2 | 1669.2 | 22736 | 1411.74 | 27964.14 | 49100.81 | 0.56953
2017-05-11 | 21:00 | N | 5.5 | 6.54 | 6.97 | 0.99 | 20:00 | 322 | 178 | 2842 | 1426 | 1771 | 1164.12 | 19808.74 | 1411.74 | 24155.6 | 47669.49 | 0.50673
2017-05-11 | 22:00 | N | 7.01 | 7.8 | 8 | 0.99 | 21:00 | 337 | 173 | 2842 | 1426 | 2362.37 | 1349.4 | 22736 | 1411.74 | 27859.51 | 46925.73 | 0.59369
2017-05-11 | 23:00 | N | 22 | 6.09 | 6 | 0.01 | 22:00 | 394 | 194 | 2842 | 1426 | 8668 | 1181.46 | 17052 | 14.26 | 26915.72 | 45530.25 | 0.59116
2017-05-11 | 24:00 | N | 20 | 15 | 6 | 0.01 | 23:00 | 389 | 265 | 2985 | 1111 | 7780 | 3975 | 17910 | 11.11 | 29676.11 | 42037.17 | 0.70595
2017-05-12 | 1:00 | N | 9.59 | 7 | 4.75 | 0.01 | 24:00 | 362 | 243 | 2985 | 1111 | 3471.58 | 1701 | 14178.75 | 11.11 | 19362.44 | 38015.57 | 0.50933
2017-05-12 | 2:00 | N | 7 | 4.11 | 3.99 | 0.01 | 1:00 | 294 | 212 | 2985 | 1111 | 2058 | 871.32 | 11910.15 | 11.11 | 14850.58 | 34935.54 | 0.42509
2017-05-12 | 3:00 | N | 7 | 3.11 | 3.11 | 0.99 | 2:00 | 236 | 179 | 2985 | 1111 | 1652 | 556.69 | 9283.35 | 1099.89 | 12591.93 | 32828.69 | 0.38356
2017-05-12 | 4:00 | N | 4.11 | 3.11 | 3.11 | 0.99 | 3:00 | 201 | 205 | 2985 | 1717 | 826.11 | 637.55 | 9283.35 | 1699.83 | 12446.84 | 31503.71 | 0.39509
2017-05-12 | 5:00 | N | 3.29 | 4.11 | 3.95 | 0.99 | 4:00 | 185 | 205 | 2985 | 1717 | 608.65 | 842.55 | 11790.75 | 1699.83 | 14941.78 | 30675.05 | 0.4871
2017-05-12 | 6:00 | N | 15.05 | 10.11 | 5.05 | 0.99 | 5:00 | 207 | 283 | 2985 | 1717 | 3115.35 | 2861.13 | 15074.25 | 1699.83 | 22750.56 | 30679.41 | 0.74156
2017-05-12 | 7:00 | N | 11.83 | 12 | 8.31 | 6 | 6:00 | 327 | 438 | 2985 | 1717 | 3868.41 | 5256 | 24805.35 | 10302 | 44231.76 | 32204.58 | 1.3735
2017-05-12 | 8:00 | N | 4.11 | 4.11 | 7.73 | 3 | 7:00 | 249 | 556 | 2872 | 2219 | 1023.39 | 2285.16 | 22200.56 | 6657 | 32166.11 | 34890.12 | 0.92193
2017-05-12 | 9:00 | N | 6.55 | 6 | 8 | 3 | 8:00 | 256 | 306 | 2872 | 2219 | 1676.8 | 1836 | 22976 | 6657 | 33145.8 | 35820.8 | 0.92532
2017-05-12 | 10:00 | N | 2.61 | 6 | 8.11 | 3.5 | 9:00 | 156 | 343 | 2872 | 2219 | 407.16 | 2058 | 23291.92 | 7766.5 | 33523.58 | 36953.04 | 0.90719
2017-05-12 | 11:00 | N | 2.61 | 7.6 | 7.8 | 6 | 10:00 | 196 | 315 | 2872 | 2219 | 511.56 | 2394 | 22401.6 | 13314 | 38621.16 | 38416.56 | 1.0053
2017-05-12 | 12:00 | N | 2.11 | 6.54 | 6.54 | 6 | 11:00 | 226 | 326 | 2842 | 1635 | 476.86 | 2132.04 | 18586.68 | 9810 | 31005.58 | 39995.2 | 0.77523
2017-05-12 | 13:00 | N | 1 | 7 | 7.53 | 7 | 12:00 | 222 | 319 | 2842 | 1635 | 222 | 2233 | 21400.26 | 11445 | 35300.26 | 41432.69 | 0.85199
2017-05-12 | 14:00 | N | 1 | 7.25 | 8 | 8 | 13:00 | 195 | 299 | 2842 | 1635 | 195 | 2167.75 | 22736 | 13080 | 38178.75 | 42731.21 | 0.89346
2017-05-12 | 15:00 | N | 2 | 11.92 | 12.81 | 5 | 14:00 | 205 | 237 | 2842 | 1635 | 410 | 2825.04 | 36406.02 | 8175 | 47816.06 | 44056.89 | 1.0853
2017-05-12 | 16:00 | N | 1 | 13.89 | 23.65 | 6 | 15:00 | 212 | 213 | 2842 | 1380 | 212 | 2958.57 | 67213.3 | 8280 | 78663.87 | 45262.28 | 1.738
2017-05-12 | 17:00 | N | 2.64 | 15.01 | 28.67 | 6 | 16:00 | 191 | 237 | 2842 | 1380 | 504.24 | 3557.37 | 81480.14 | 8280 | 93821.75 | 46225.44 | 2.0297
2017-05-12 | 18:00 | N | 2.11 | 10.85 | 18.25 | 6 | 17:00 | 218 | 258 | 2842 | 1380 | 459.98 | 2799.3 | 51866.5 | 8280 | 63405.78 | 46952.36 | 1.3504
2017-05-12 | 19:00 | N | 8.11 | 9.11 | 10.93 | 3 | 18:00 | 240 | 365 | 2842 | 1380 | 1946.4 | 3325.15 | 31063.06 | 4140 | 40474.61 | 46776.06 | 0.86528
2017-05-12 | 20:00 | N | 3.5 | 7.58 | 8.48 | 0.99 | 19:00 | 320 | 214 | 2842 | 1426 | 1120 | 1622.12 | 24100.16 | 1411.74 | 28254.02 | 45510.14 | 0.62083
2017-05-12 | 21:00 | N | 4.11 | 7.54 | 8.27 | 0.99 | 20:00 | 322 | 178 | 2842 | 1426 | 1323.42 | 1342.12 | 23503.34 | 1411.74 | 27580.62 | 43714.89 | 0.63092
2017-05-12 | 22:00 | N | 8.7 | 6.67 | 7.29 | 0.99 | 21:00 | 337 | 173 | 2842 | 1426 | 2931.9 | 1153.91 | 20718.18 | 1411.74 | 26215.73 | 42561.97 | 0.61594
2017-05-12 | 23:00 | N | 15.87 | 6 | 6.2 | 0.01 | 22:00 | 394 | 194 | 2842 | 1426 | 6252.78 | 1164 | 17620.4 | 14.26 | 25051.44 | 41335.6 | 0.60605
2017-05-12 | 24:00 | N | 12.29 | 12 | 6 | 0.01 | 23:00 | 389 | 265 | 2985 | 1111 | 4780.81 | 3180 | 17910 | 11.11 | 25881.92 | 38686.72 | 0.66901
2017-05-13 | 1:00 | N | 20 | 7 | 3.69 | 0.01 | 24:00 | 362 | 243 | 2985 | 1111 | 7240 | 1701 | 11014.65 | 11.11 | 19966.76 | 35670.54 | 0.55975
2017-05-13 | 2:00 | N | 7 | 4.35 | 3.01 | 0.01 | 1:00 | 294 | 212 | 2985 | 1111 | 2058 | 922.2 | 8984.85 | 11.11 | 11976.16 | 32821.35 | 0.36489
2017-05-13 | 3:00 | N | 7 | 3.56 | 3.01 | 0.99 | 2:00 | 236 | 179 | 2985 | 1111 | 1652 | 637.24 | 8984.85 | 1099.89 | 12373.98 | 30693.32 | 0.40315
2017-05-13 | 4:00 | N | 6 | 4.11 | 3 | 0.99 | 3:00 | 201 | 205 | 2985 | 1717 | 1206 | 842.55 | 8955 | 1699.83 | 12703.38 | 29252.24 | 0.43427
2017-05-13 | 5:00 | N | 5.4 | 3.84 | 3 | 0.97 | 4:00 | 185 | 205 | 2985 | 1717 | 999 | 787.2 | 8955 | 1665.49 | 12406.69 | 28379.6 | 0.43717
2017-05-13 | 6:00 | N | 20.01 | 15 | 3.01 | 0.99 | 5:00 | 207 | 283 | 2985 | 1717 | 4142.07 | 4245 | 8984.85 | 1699.83 | 19071.75 | 28019.21 | 0.68067
2017-05-13 | 7:00 | N | 20 | 25.5 | 6 | 3 | 6:00 | 327 | 438 | 2985 | 1717 | 6540 | 11169 | 17910 | 5151 | 40770 | 28254.54 | 1.443
2017-05-13 | 8:00 | N | 6 | 6.8 | 7 | 2.38 | 7:00 | 249 | 556 | 2872 | 2219 | 1494 | 3780.8 | 20104 | 5281.22 | 30660.02 | 28766.79 | 1.0658
2017-05-13 | 9:00 | N | 8.11 | 6.3 | 6.5 | 2.74 | 8:00 | 256 | 306 | 2872 | 2219 | 2076.16 | 1927.8 | 18668 | 6080.06 | 28752.02 | 29893.68 | 0.96181
2017-05-13 | 10:00 | N | 6.3 | 8.25 | 9.28 | 3 | 9:00 | 156 | 343 | 2872 | 2219 | 982.8 | 2829.75 | 26652.16 | 6657 | 37121.71 | 32373.22 | 1.1467
2017-05-13 | 11:00 | N | 3.5 | 9.8 | 10 | 3.5 | 10:00 | 196 | 315 | 2872 | 2219 | 686 | 3087 | 28720 | 7766.5 | 40259.5 | 34850.1 | 1.1552
2017-05-13 | 12:00 | N | 2.95 | 8 | 8 | 5 | 11:00 | 226 | 326 | 2842 | 1635 | 666.7 | 2608 | 22736 | 8175 | 34185.7 | 37251.95 | 0.91769
2017-05-13 | 13:00 | N | 2.6 | 8.4 | 8.6 | 5 | 12:00 | 222 | 319 | 2842 | 1635 | 577.2 | 2679.6 | 24441.2 | 8175 | 35873 | 39395.96 | 0.91058
2017-05-13 | 14:00 | N | 2.11 | 8.78 | 9.63 | 5 | 13:00 | 195 | 299 | 2842 | 1635 | 411.45 | 2625.22 | 27368.46 | 8175 | 38580.13 | 41432.75 | 0.93115
2017-05-13 | 15:00 | N | 2.21 | 10 | 10.85 | 1.54 | 14:00 | 205 | 237 | 2842 | 1635 | 453.05 | 2370 | 30835.7 | 2517.9 | 36176.65 | 43443.82 | 0.83272
2017-05-13 | 16:00 | N | 3.27 | 19.41 | 22.08 | 1 | 15:00 | 212 | 213 | 2842 | 1380 | 693.24 | 4134.33 | 62751.36 | 1380 | 68958.93 | 45387.22 | 1.5193
2017-05-13 | 17:00 | N | 3.5 | 31.35 | 33.1 | 1.45 | 16:00 | 191 | 237 | 2842 | 1380 | 668.5 | 7429.95 | 94070.2 | 2001 | 104169.65 | 47129.33 | 2.2103
2017-05-13 | 18:00 | N | 3.5 | 15.68 | 24.62 | 2 | 17:00 | 218 | 258 | 2842 | 1380 | 763 | 4045.44 | 69970.04 | 2760 | 77538.48 | 48376.32 | 1.6028
2017-05-13 | 19:00 | N | 7.39 | 8.52 | 9.37 | 0.99 | 18:00 | 240 | 365 | 2842 | 1380 | 1773.6 | 3109.8 | 26629.54 | 1366.2 | 32879.14 | 48673.51 | 0.6755
2017-05-13 | 20:00 | N | 7 | 7.98 | 8 | 0.97 | 19:00 | 320 | 214 | 2842 | 1426 | 2240 | 1707.72 | 22736 | 1383.22 | 28066.94 | 47779.56 | 0.58743
2017-05-13 | 21:00 | N | 7 | 7.72 | 7.72 | 0.97 | 20:00 | 322 | 178 | 2842 | 1426 | 2254 | 1374.16 | 21940.24 | 1383.22 | 26951.62 | 45613.93 | 0.59086
2017-05-13 | 22:00 | N | 20 | 6.51 | 6.51 | 0.97 | 21:00 | 337 | 173 | 2842 | 1426 | 6740 | 1126.23 | 18501.42 | 1383.22 | 27750.87 | 44066.76 | 0.62975
2017-05-13 | 23:00 | N | 35.01 | 6 | 4 | 0.01 | 22:00 | 394 | 194 | 2842 | 1426 | 13793.94 | 1164 | 11368 | 14.26 | 26340.2 | 42598.48 | 0.61834
2017-05-13 | 24:00 | N | 40 | 40.17 | 4.25 | 0.01 | 23:00 | 389 | 265 | 2985 | 1111 | 15560 | 10645.05 | 12686.25 | 11.11 | 38902.41 | 39888.81 | 0.97527
2017-05-14 | 1:00 | N | 20 | 10 | 3.01 | 0.01 | 24:00 | 362 | 243 | 2985 | 1111 | 7240 | 2430 | 8984.85 | 11.11 | 18665.96 | 36844.62 | 0.50661
2017-05-14 | 2:00 | N | 11.39 | 5 | 3 | 0.01 | 1:00 | 294 | 212 | 2985 | 1111 | 3348.66 | 1060 | 8955 | 11.11 | 13374.77 | 34049.75 | 0.3928
2017-05-14 | 3:00 | N | 14.88 | 3.11 | 3 | 0.97 | 2:00 | 236 | 179 | 2985 | 1111 | 3511.68 | 556.69 | 8955 | 1077.67 | 14101.04 | 31843.36 | 0.44283
2017-05-14 | 4:00 | N | 12.42 | 3.01 | 3 | 0.97 | 3:00 | 201 | 205 | 2985 | 1717 | 2496.42 | 617.05 | 8955 | 1665.49 | 13733.96 | 30132.43 | 0.45579
2017-05-14 | 5:00 | N | 8.61 | 4.88 | 3 | 0.97 | 4:00 | 185 | 205 | 2985 | 1717 | 1592.85 | 1000.4 | 8955 | 1665.49 | 13213.74 | 29089.81 | 0.45424
2017-05-14 | 6:00 | N | 40 | 11 | 4 | 0.97 | 5:00 | 207 | 283 | 2985 | 1717 | 8280 | 3113 | 11940 | 1665.49 | 24998.49 | 28495.83 | 0.87727
2017-05-14 | 7:00 | N | 20 | 25.46 | 7.61 | 3.5 | 6:00 | 327 | 438 | 2985 | 1717 | 6540 | 11151.48 | 22715.85 | 6009.5 | 46416.83 | 28307.48 | 1.6397
2017-05-14 | 8:00 | N | 8.49 | 4.77 | 5.5 | 3 | 7:00 | 249 | 556 | 2872 | 2219 | 2114.01 | 2652.12 | 15796 | 6657 | 27219.13 | 28352.49 | 0.96003
2017-05-14 | 9:00 | N | 9.09 | 5 | 7.61 | 3 | 8:00 | 256 | 306 | 2872 | 2219 | 2327.04 | 1530 | 21855.92 | 6657 | 32369.96 | 29129.42 | 1.1112
2017-05-14 | 10:00 | N | 5.13 | 6 | 8 | 3.5 | 9:00 | 156 | 343 | 2872 | 2219 | 800.28 | 2058 | 22976 | 7766.5 | 33600.78 | 31833.85 | 1.0555
2017-05-14 | 11:00 | N | 3.85 | 7.6 | 7.8 | 6 | 10:00 | 196 | 315 | 2872 | 2219 | 754.6 | 2394 | 22401.6 | 13314 | 38864.2 | 35093.89 | 1.1074
2017-05-14 | 12:00 | N | 2.51 | 8 | 8 | 6.4 | 11:00 | 226 | 326 | 2842 | 1635 | 567.26 | 2608 | 22736 | 10464 | 36375.26 | 37981.2 | 0.95772
2017-05-14 | 13:00 | N | 1 | 5.62 | 5.82 | 5 | 12:00 | 222 | 319 | 2842 | 1635 | 222 | 1792.78 | 16540.44 | 8175 | 26730.22 | 40548.65 | 0.65921
2017-05-14 | 14:00 | N | 1 | 7.44 | 8.44 | 6 | 13:00 | 195 | 299 | 2842 | 1635 | 195 | 2224.56 | 23986.48 | 9810 | 36216.04 | 43031.76 | 0.84161
2017-05-14 | 15:00 | N | 1.79 | 10.58 | 13.55 | 2 | 14:00 | 205 | 237 | 2842 | 1635 | 366.95 | 2507.46 | 38509.1 | 3270 | 44653.51 | 45429.37 | 0.98292
2017-05-14 | 16:00 | N | 1.21 | 18.28 | 26.52 | 5 | 15:00 | 212 | 213 | 2842 | 1380 | 256.52 | 3893.64 | 75369.84 | 6900 | 86420 | 47630.7 | 1.8144
2017-05-14 | 17:00 | N | 3.5 | 20 | 28.56 | 5 | 16:00 | 191 | 237 | 2842 | 1380 | 668.5 | 4740 | 81167.52 | 6900 | 93476.02 | 49641.81 | 1.883
2017-05-14 | 18:00 | N | 8.11 | 6.95 | 15 | 3 | 17:00 | 218 | 258 | 2842 | 1380 | 1767.98 | 1793.1 | 42630 | 4140 | 50331.08 | 50913.79 | 0.98855
2017-05-14 | 19:00 | N | 10.03 | 8.85 | 9.85 | 1.29 | 18:00 | 240 | 365 | 2842 | 1380 | 2407.2 | 3230.25 | 27993.7 | 1780.2 | 35411.35 | 51370.1 | 0.68934
2017-05-14 | 20:00 | N | 7 | 6.97 | 7.85 | 0.99 | 19:00 | 320 | 214 | 2842 | 1426 | 2240 | 1491.58 | 22309.7 | 1411.74 | 27453.02 | 50618.08 | 0.54236
2017-05-14 | 21:00 | N | 7 | 9 | 10 | 0.99 | 20:00 | 322 | 178 | 2842 | 1426 | 2254 | 1602 | 28420 | 1411.74 | 33687.74 | 48859.37 | 0.68948
2017-05-14 | 22:00 | N | 14.57 | 6 | 6.34 | 0.99 | 21:00 | 337 | 173 | 2842 | 1426 | 4910.09 | 1038 | 18018.28 | 1411.74 | 25378.11 | 47740.53 | 0.53158
2017-05-14 | 23:00 | N | 27.01 | 8.11 | 5.32 | 0.01 | 22:00 | 394 | 194 | 2842 | 1426 | 10641.94 | 1573.34 | 15119.44 | 14.26 | 27348.98 | 46440.54 | 0.5889
2017-05-14 | 24:00 | N | 20 | 15 | 5.75 | 0.01 | 23:00 | 389 | 265 | 2985 | 1111 | 7780 | 3975 | 17163.75 | 11.11 | 28929.86 | 43046.11 | 0.67207
2017-05-15 | 1:00 | N | 30 | 22.5 | 4.25 | 0.01 | 24:00 | 362 | 243 | 2985 | 1111 | 10860 | 5467.5 | 12686.25 | 11.11 | 29024.86 | 38788.19 | 0.74829
2017-05-15 | 2:00 | N | 20 | 8.61 | 4 | 0.01 | 1:00 | 294 | 212 | 2985 | 1111 | 5880 | 1825.32 | 11940 | 11.11 | 19656.43 | 35396.99 | 0.55531
2017-05-15 | 3:00 | N | 24.06 | 8.11 | 4.25 | 1 | 2:00 | 236 | 179 | 2985 | 1111 | 5678.16 | 1451.69 | 12686.25 | 1111 | 20927.1 | 33101.53 | 0.63221
2017-05-15 | 4:00 | N | 15.62 | 5.82 | 4.25 | 1 | 3:00 | 201 | 205 | 2985 | 1717 | 3139.62 | 1193.1 | 12686.25 | 1717 | 18735.97 | 31597.43 | 0.59296
2017-05-15 | 5:00 | N | 10 | 8.11 | 4.25 | 1 | 4:00 | 185 | 205 | 2985 | 1717 | 1850 | 1662.55 | 12686.25 | 1717 | 17915.8 | 30791.48 | 0.58184
2017-05-15 | 6:00 | N | 40 | 36.27 | 4.25 | 1 | 5:00 | 207 | 283 | 2985 | 1717 | 8280 | 10264.41 | 12686.25 | 1717 | 32947.66 | 30869.91 | 1.0673
2017-05-15 | 7:00 | N | 20 | 63.99 | 12 | 4.42 | 6:00 | 327 | 438 | 2985 | 1717 | 6540 | 28027.62 | 35820 | 7589.14 | 77976.76 | 32443.77 | 2.4034
2017-05-15 | 8:00 | N | 8.61 | 6.8 | 7 | 3 | 7:00 | 249 | 556 | 2872 | 2219 | 2143.89 | 3780.8 | 20104 | 6657 | 32685.69 | 35133.29 | 0.93033
2017-05-15 | 9:00 | N | 12 | 10 | 10 | 3 | 8:00 | 256 | 306 | 2872 | 2219 | 3072 | 3060 | 28720 | 6657 | 41509 | 36537.02 | 1.1361
2017-05-15 | 10:00 | N | 8.61 | 11 | 11 | 3.5 | 9:00 | 156 | 343 | 2872 | 2219 | 1343.16 | 3773 | 31592 | 7766.5 | 44474.66 | 38275.08 | 1.162
2017-05-15 | 11:00 | N | 4.11 | 11.25 | 11.25 | 6 | 10:00 | 196 | 315 | 2872 | 2219 | 805.56 | 3543.75 | 32310 | 13314 | 49973.31 | 40645.17 | 1.2295
2017-05-15 | 12:00 | N | 2.92 | 7.6 | 7.83 | 6 | 11:00 | 226 | 326 | 2842 | 1635 | 659.92 | 2477.6 | 22252.86 | 9810 | 35200.38 | 43135.56 | 0.81604
2017-05-15 | 13:00 | N | 2 | 8.41 | 8.61 | 7.5 | 12:00 | 222 | 319 | 2842 | 1635 | 444 | 2682.79 | 24469.62 | 12262.5 | 39858.91 | 45531.11 | 0.87542
2017-05-15 | 14:00 | N | 2 | 11.28 | 11.48 | 11.27 | 13:00 | 195 | 299 | 2842 | 1635 | 390 | 3372.72 | 32626.16 | 18426.45 | 54815.33 | 47871.97 | 1.145
2017-05-15 | 15:00 | N | 2.11 | 10.79 | 11.79 | 3 | 14:00 | 205 | 237 | 2842 | 1635 | 432.55 | 2557.23 | 33507.18 | 4905 | 41401.96 | 50436.35 | 0.82088
2017-05-15 | 16:00 | N | 2.11 | 16.25 | 20 | 3 | 15:00 | 212 | 213 | 2842 | 1380 | 447.32 | 3461.25 | 56840 | 4140 | 64888.57 | 52613.43 | 1.2333
2017-05-15 | 17:00 | N | 3.5 | 19.19 | 20.03 | 3 | 16:00 | 191 | 237 | 2842 | 1380 | 668.5 | 4548.03 | 56925.26 | 4140 | 66281.79 | 54247.57 | 1.2218
2017-05-15 | 18:00 | N | 4.11 | 8.11 | 9.42 | 4.22 | 17:00 | 218 | 258 | 2842 | 1380 | 895.98 | 2092.38 | 26771.64 | 5823.6 | 35583.6 | 55286.84 | 0.64362
2017-05-15 | 19:00 | N | 9.18 | 6.32 | 7.32 | 3 | 18:00 | 240 | 365 | 2842 | 1380 | 2203.2 | 2306.8 | 20803.44 | 4140 | 29453.44 | 55170.77 | 0.53386
2017-05-15 | 20:00 | N | 7 | 6.22 | 6.99 | 1.42 | 19:00 | 320 | 214 | 2842 | 1426 | 2240 | 1331.08 | 19865.58 | 2024.92 | 25461.58 | 53517.09 | 0.47577
2017-05-15 | 21:00 | N | 7 | 7.84 | 8.04 | 1.12 | 20:00 | 322 | 178 | 2842 | 1426 | 2254 | 1395.52 | 22849.68 | 1597.12 | 28096.32 | 51358.03 | 0.54707
2017-05-15 | 22:00 | N | 11.03 | 8.86 | 8.86 | 1.2 | 21:00 | 337 | 173 | 2842 | 1426 | 3717.11 | 1532.78 | 25180.12 | 1711.2 | 32141.21 | 50084.13 | 0.64174
2017-05-15 | 23:00 | N | 42.13 | 8.61 | 5.75 | 0.01 | 22:00 | 394 | 194 | 2842 | 1426 | 16599.22 | 1670.34 | 16341.5 | 14.26 | 34625.32 | 48210.05 | 0.71822
2017-05-15 | 24:00 | N | 40 | 15 | 5.75 | 0.01 | 23:00 | 389 | 265 | 2985 | 1111 | 15560 | 3975 | 17163.75 | 11.11 | 36709.86 | 44287.99 | 0.82889
2017-05-16 | 1:00 | N | 30 | 30 | 7.25 | 0.01 | 24:00 | 362 | 243 | 2985 | 1111 | 10860 | 7290 | 21641.25 | 11.11 | 39802.36 | 39851.24 | 0.99877
2017-05-16 | 2:00 | N | 15.25 | 8.61 | 4.25 | 0.01 | 1:00 | 294 | 212 | 2985 | 1111 | 4483.5 | 1825.32 | 12686.25 | 11.11 | 19006.18 | 36733.75 | 0.5174
2017-05-16 | 3:00 | N | 15 | 7 | 4.25 | 0.99 | 2:00 | 236 | 179 | 2985 | 1111 | 3540 | 1253 | 12686.25 | 1099.89 | 18579.14 | 34659.88 | 0.53604
2017-05-16 | 4:00 | N | 15 | 6.7 | 4.25 | 0.99 | 3:00 | 201 | 205 | 2985 | 1717 | 3015 | 1373.5 | 12686.25 | 1699.83 | 18774.58 | 33247.74 | 0.56469
2017-05-16 | 5:00 | N | 12 | 7 | 4.25 | 0.99 | 4:00 | 185 | 205 | 2985 | 1717 | 2220 | 1435 | 12686.25 | 1699.83 | 18041.08 | 32487.85 | 0.55532
2017-05-16 | 6:00 | N | 40 | 38 | 7.25 | 0.99 | 5:00 | 207 | 283 | 2985 | 1717 | 8280 | 10754 | 21641.25 | 1699.83 | 42375.08 | 32550.4 | 1.3018
2017-05-16 | 7:00 | N | 20.03 | 62 | 15 | 6 | 6:00 | 327 | 438 | 2985 | 1717 | 6549.81 | 27156 | 44775 | 10302 | 88782.81 | 34025.97 | 2.6093
2017-05-16 | 8:00 | N | 11 | 10 | 12 | 4.42 | 7:00 | 249 | 556 | 2872 | 2219 | 2739 | 5560 | 34464 | 9807.98 | 52570.98 | 36840.57 | 1.427
2017-05-16 | 9:00 | N | 20 | 12.66 | 12 | 4.42 | 8:00 | 256 | 306 | 2872 | 2219 | 5120 | 3873.96 | 34464 | 9807.98 | 53265.94 | 38045.39 | 1.4001
2017-05-16 | 10:00 | N | 19.42 | 20.26 | 19.89 | 4.42 | 9:00 | 156 | 343 | 2872 | 2219 | 3029.52 | 6949.18 | 57124.08 | 9807.98 | 76910.76 | 39352.1 | 1.9544
2017-05-16 | 11:00 | N | 11.45 | 13.93 | 12.85 | 10 | 10:00 | 196 | 315 | 2872 | 2219 | 2244.2 | 4387.95 | 36905.2 | 22190 | 65727.35 | 40991.8 | 1.6034
2017-05-16 | 12:00 | N | 6.86 | 12.08 | 12.01 | 10.48 | 11:00 | 226 | 326 | 2842 | 1635 | 1550.36 | 3938.08 | 34132.42 | 17134.8 | 56755.66 | 42800.24 | 1.3261
2017-05-16 | 13:00 | N | 3.5 | 9.95 | 9.85 | 9.33 | 12:00 | 222 | 319 | 2842 | 1635 | 777 | 3174.05 | 27993.7 | 15254.55 | 47199.3 | 44586.43 | 1.0586
2017-05-16 | 14:00 | N | 2.61 | 12.01 | 12.01 | 12 | 13:00 | 195 | 299 | 2842 | 1635 | 508.95 | 3590.99 | 34132.42 | 19620 | 57852.36 | 46193.01 | 1.2524
2017-05-16 | 15:00 | N | 3.5 | 9.84 | 10.03 | 1.82 | 14:00 | 205 | 237 | 2842 | 1635 | 717.5 | 2332.08 | 28505.26 | 2975.7 | 34530.54 | 47680.57 | 0.72421
2017-05-16 | 16:00 | N | 3.5 | 18 | 18.92 | 1.82 | 15:00 | 212 | 213 | 2842 | 1380 | 742 | 3834 | 53770.64 | 2511.6 | 60858.24 | 48623.61 | 1.2516
2017-05-16 | 17:00 | N | 15 | 23.42 | 23.62 | 1.84 | 16:00 | 191 | 237 | 2842 | 1380 | 2865 | 5550.54 | 67128.04 | 2539.2 | 78082.78 | 49229.22 | 1.5861
2017-05-16 | 18:00 | N | 20 | 12.83 | 15 | 1.82 | 17:00 | 218 | 258 | 2842 | 1380 | 4360 | 3310.14 | 42630 | 2511.6 | 52811.74 | 49764.79 | 1.0612
2017-05-16 | 19:00 | N | 22.02 | 11.44 | 11.89 | 0.99 | 18:00 | 240 | 365 | 2842 | 1380 | 5284.8 | 4175.6 | 33791.38 | 1366.2 | 44617.98 | 49643.58 | 0.89877
2017-05-16 | 20:00 | N | 9.11 | 11.05 | 11.25 | 0.99 | 19:00 | 320 | 214 | 2842 | 1426 | 2915.2 | 2364.7 | 31972.5 | 1411.74 | 38664.14 | 48717.57 | 0.79364
2017-05-16 | 21:00 | N | 8.11 | 10.83 | 11.03 | 0.99 | 20:00 | 322 | 178 | 2842 | 1426 | 2611.42 | 1927.74 | 31347.26 | 1411.74 | 37298.16 | 47409.87 | 0.78672
2017-05-16 | 22:00 | N | 20 | 8.11 | 7.61 | 0.99 | 21:00 | 337 | 173 | 2842 | 1426 | 6740 | 1403.03 | 21627.62 | 1411.74 | 31182.39 | 47471.25 | 0.65687
2017-05-16 | 23:00 | N | 40 | 12 | 5.75 | 0.01 | 22:00 | 394 | 194 | 2842 | 1426 | 15760 | 2328 | 16341.5 | 14.26 | 34443.76 | 46510.87 | 0.74055
2017-05-16 | 24:00 | N | 30.02 | 29.81 | 6.29 | 0.01 | 23:00 | 389 | 265 | 2985 | 1111 | 11677.78 | 7899.65 | 18775.65 | 11.11 | 38364.19 | 43168.57 | 0.88871
2017-05-17 | 1:00 | N | 40 | 38.05 | 8 | 0.01 | 24:00 | 362 | 243 | 2985 | 1111 | 14480 | 9246.15 | 23880 | 11.11 | 47617.26 | 39330.05 | 1.2107
2017-05-17 | 2:00 | N | 20 | 8.61 | 7.61 | 0.01 | 1:00 | 294 | 212 | 2985 | 1111 | 5880 | 1825.32 | 22715.85 | 11.11 | 30432.28 | 36470.67 | 0.83443
2017-05-17 | 3:00 | N | 20 | 7.41 | 7.61 | 0.99 | 2:00 | 236 | 179 | 2985 | 1111 | 4720 | 1326.39 | 22715.85 | 1099.89 | 29862.13 | 34718.78 | 0.86011
2017-05-17 | 4:00 | N | 15 | 7.41 | 7.61 | 0.99 | 3:00 | 201 | 205 | 2985 | 1717 | 3015 | 1519.05 | 22715.85 | 1699.83 | 28949.73 | 33630.63 | 0.86081
2017-05-17 | 5:00 | N | 11.85 | 10 | 7.61 | 1.22 | 4:00 | 185 | 205 | 2985 | 1717 | 2192.25 | 2050 | 22715.85 | 2094.74 | 29052.84 | 33021.95 | 0.8798
2017-05-17 | 6:00 | N | 30.66 | 30 | 7.25 | 1 | 5:00 | 207 | 283 | 2985 | 1717 | 6346.62 | 8490 | 21641.25 | 1717 | 38194.87 | 33132.76 | 1.1528
2017-05-17 | 7:00 | N | 20 | 62 | 12.25 | 3 | 6:00 | 327 | 438 | 2985 | 1717 | 6540 | 27156 | 36566.25 | 5151 | 75413.25 | 34614.52 | 2.1787
2017-05-17 | 8:00 | N | 10 | 8.3 | 8.5 | 3 | 7:00 | 249 | 556 | 2872 | 2219 | 2490 | 4614.8 | 24412 | 6657 | 38173.8 | 37518.11 | 1.0175
2017-05-17 | 9:00 | N | 14.45 | 7.91 | 8 | 3 | 8:00 | 256 | 306 | 2872 | 2219 | 3699.2 | 2420.46 | 22976 | 6657 | 35752.66 | 38689.21 | 0.9241
2017-05-17 | 10:00 | N | 13.48 | 13.91 | 14.25 | 3.5 | 9:00 | 156 | 343 | 2872 | 2219 | 2102.88 | 4771.13 | 40926 | 7766.5 | 55566.51 | 39780.53 | 1.3968
2017-05-17 | 11:00 | N | 14.32 | 13.8 | 14 | 6 | 10:00 | 196 | 315 | 2872 | 2219 | 2806.72 | 4347 | 40208 | 13314 | 60675.72 | 41490.52 | 1.4624
2017-05-17 | 12:00 | N | 7.74 | 13.09 | 13.21 | 7.5 | 11:00 | 226 | 326 | 2842 | 1635 | 1749.24 | 4267.34 | 37542.82 | 12262.5 | 55821.9 | 43538.89 | 1.2821
2017-05-17 | 13:00 | N | 2.61 | 8.52 | 8.72 | 7.5 | 12:00 | 222 | 319 | 2842 | 1635 | 579.42 | 2717.88 | 24782.24 | 12262.5 | 40342.04 | 45486.92 | 0.88689
2017-05-17 | 14:00 | N | 2 | 10.83 | 11.25 | 10.83 | 13:00 | 195 | 299 | 2842 | 1635 | 390 | 3238.17 | 31972.5 | 17707.05 | 53307.72 | 47172.49 | 1.1301
2017-05-17 | 15:00 | N | 2.11 | 12.25 | 13.25 | 4.93 | 14:00 | 205 | 237 | 2842 | 1635 | 432.55 | 2903.25 | 37656.5 | 8060.55 | 49052.85 | 48699.03 | 1.0073
2017-05-17 | 16:00 | N | 2.62 | 19.5 | 20.28 | 1.31 | 15:00 | 212 | 213 | 2842 | 1380 | 555.44 | 4153.5 | 57635.76 | 1807.8 | 64152.5 | 49997.46 | 1.2831
2017-05-17 | 17:00 | N | 4.11 | 21.6 | 23.29 | 1 | 16:00 | 191 | 237 | 2842 | 1380 | 785.01 | 5119.2 | 66190.18 | 1380 | 73474.39 | 51237.03 | 1.434
2017-05-17 | 18:00 | N | 6.33 | 13.15 | 14.15 | 6 | 17:00 | 218 | 258 | 2842 | 1380 | 1379.94 | 3392.7 | 40214.3 | 8280 | 53266.94 | 52503.08 | 1.0145
2017-05-17 | 19:00 | N | 12.46 | 10.29 | 10.49 | 6 | 18:00 | 240 | 365 | 2842 | 1380 | 2990.4 | 3755.85 | 29812.58 | 8280 | 44838.83 | 52555.19 | 0.85318
2017-05-17 | 20:00 | N | 7 | 8.25 | 8.45 | 3 | 19:00 | 320 | 214 | 2842 | 1426 | 2240 | 1765.5 | 24014.9 | 4278 | 32298.4 | 51700.96 | 0.62472
2017-05-17 | 21:00 | N | 7 | 10.9 | 11.9 | 3 | 20:00 | 322 | 178 | 2842 | 1426 | 2254 | 1940.2 | 33819.8 | 4278 | 42292 | 50116.32 | 0.84388
2017-05-17 | 22:00 | N | 14.38 | 7.79 | 8.12 | 1.42 | 21:00 | 337 | 173 | 2842 | 1426 | 4846.06 | 1347.67 | 23077.04 | 2024.92 | 31295.69 | 49432.31 | 0.6331
2017-05-17 | 23:00 | N | 45.09 | 7.69 | 7.11 | 0.01 | 22:00 | 394 | 194 | 2842 | 1426 | 17765.46 | 1491.86 | 20206.62 | 14.26 | 39478.2 | 48262.43 | 0.81799
2017-05-17 | 24:00 | N | 40 | 20.5 | 5.75 | 0.01 | 23:00 | 389 | 265 | 2985 | 1111 | 15560 | 5432.5 | 17163.75 | 11.11 | 38167.36 | 45163.73 | 0.84509
2017-05-18 | 1:00 | N | 20 | 9.11 | 7.25 | 0.01 | 24:00 | 362 | 243 | 2985 | 1111 | 7240 | 2213.73 | 21641.25 | 11.11 | 31106.09 | 41618.42 | 0.74741
2017-05-18 | 2:00 | N | 19.14 | 7 | 7.25 | 0.01 | 1:00 | 294 | 212 | 2985 | 1111 | 5627.16 | 1484 | 21641.25 | 11.11 | 28763.52 | 38954.76 | 0.73838
2017-05-18 | 3:00 | N | 15 | 5 | 7.25 | 0.99 | 2:00 | 236 | 179 | 2985 | 1111 | 3540 | 895 | 21641.25 | 1099.89 | 27176.14 | 37190.67 | 0.73072
2017-05-18 | 4:00 | N | 15 | 5 | 7.11 | 0.97 | 3:00 | 201 | 205 | 2985 | 1717 | 3015 | 1025 | 21223.35 | 1665.49 | 26928.84 | 36039.52 | 0.7472
2017-05-18 | 5:00 | N | 12 | 6.11 | 7.11 | 0.97 | 4:00 | 185 | 205 | 2985 | 1717 | 2220 | 1252.55 | 21223.35 | 1665.49 | 26361.39 | 35413.91 | 0.74438
2017-05-18 | 6:00 | N | 30 | 14.97 | 7.25 | 0.97 | 5:00 | 207 | 283 | 2985 | 1717 | 6210 | 4236.51 | 21641.25 | 1665.49 | 33753.25 | 35669.83 | 0.94627
2017-05-18 | 7:00 | N | 20 | 25.5 | 10.25 | 6 | 6:00 | 327 | 438 | 2985 | 1717 | 6540 | 11169 | 30596.25 | 10302 | 58607.25 | 37282.56 | 1.572
2017-05-18 | 8:00 | N | 7.52 | 4 | 8 | 3 | 7:00 | 249 | 556 | 2872 | 2219 | 1872.48 | 2224 | 22976 | 6657 | 33729.48 | 40351.47 | 0.83589
2017-05-18 | 9:00 | N | 10.92 | 4.6 | 7.61 | 3 | 8:00 | 256 | 306 | 2872 | 2219 | 2795.52 | 1407.6 | 21855.92 | 6657 | 32716.04 | 41533.87 | 0.7877
2017-05-18 | 10:00 | N | 9.34 | 4.6 | 8.74 | 3 | 9:00 | 156 | 343 | 2872 | 2219 | 1457.04 | 1577.8 | 25101.28 | 6657 | 34793.12 | 42628.53 | 0.81619
2017-05-18 | 11:00 | N | 7.91 | 7.11 | 7.11 | 6.41 | 10:00 | 196 | 315 | 2872 | 2219 | 1550.36 | 2239.65 | 20419.92 | 14223.79 | 38433.72 | 44605.41 | 0.86164
2017-05-18 | 12:00 | N | 2.67 | 7.11 | 7.31 | 7.1 | 11:00 | 226 | 326 | 2842 | 1635 | 603.42 | 2317.86 | 20775.02 | 11608.5 | 35304.8 | 47170.63 | 0.74845
2017-05-18 | 13:00 | N | 0.54 | 8.11 | 8.31 | 8.1 | 12:00 | 222 | 319 | 2842 | 1635 | 119.88 | 2587.09 | 23617.02 | 13243.5 | 39567.49 | 49745.66 | 0.7954
2017-05-18 | 14:00 | N | 0.73 | 12.76 | 13.19 | 15 | 13:00 | 195 | 299 | 2842 | 1635 | 142.35 | 3815.24 | 37485.98 | 24525 | 65968.57 | 52134.95 | 1.2653
2017-05-18 | 15:00 | N | 1.41 | 16.39 | 17.03 | 1 | 14:00 | 205 | 237 | 2842 | 1635 | 289.05 | 3884.43 | 48399.26 | 1635 | 54207.74 | 54521.01 | 0.99425
2017-05-18 | 16:00 | N | 2 | 22.55 | 23.55 | 1 | 15:00 | 212 | 213 | 2842 | 1380 | 424 | 4803.15 | 66929.1 | 1380 | 73536.25 | 56321.61 | 1.3056
2017-05-18 | 17:00 | N | 3.09 | 21.6 | 22.49 | 1 | 16:00 | 191 | 237 | 2842 | 1380 | 590.19 | 5119.2 | 63916.58 | 1380 | 71005.97 | 57531.76 | 1.2342
2017-05-18 | 18:00 | N | 3.5 | 12.09 | 12.29 | 6 | 17:00 | 218 | 258 | 2842 | 1380 | 763 | 3119.22 | 34928.18 | 8280 | 47090.4 | 57983.2 | 0.81214
2017-05-18 | 19:00 | N | 10.03 | 12.43 | 12.78 | 1.75 | 18:00 | 240 | 365 | 2842 | 1380 | 2407.2 | 4536.95 | 36320.76 | 2415 | 45679.91 | 57254.86 | 0.79783
2017-05-18 | 20:00 | N | 4.25 | 9.8 | 10 | 0.97 | 19:00 | 320 | 214 | 2842 | 1426 | 1360 | 2097.2 | 28420 | 1383.22 | 33260.42 | 55331.52 | 0.60111
2017-05-18 | 21:00 | N | 5.84 | 11.47 | 11.67 | 0.97 | 20:00 | 322 | 178 | 2842 | 1426 | 1880.48 | 2041.66 | 33166.14 | 1383.22 | 38471.5 | 53176.84 | 0.72346
2017-05-18 | 22:00 | N | 8.61 | 8.31 | 8 | 0.97 | 21:00 | 337 | 173 | 2842 | 1426 | 2901.57 | 1437.63 | 22736 | 1383.22 | 28458.42 | 52334.36 | 0.54378
2017-05-18 | 23:00 | N | 34.14 | 10.11 | 7.61 | 0.01 | 22:00 | 394 | 194 | 2842 | 1426 | 13451.16 | 1961.34 | 21627.62 | 14.26 | 37054.38 | 50795.81 | 0.72948
2017-05-18 | 24:00 | N | 22 | 21.53 | 5.75 | 0.01 | 23:00 | 389 | 265 | 2985 | 1111 | 8558 | 5705.45 | 17163.75 | 11.11 | 31438.31 | 47229.7 | 0.66565
2017-05-19 | 1:00 | N | 12 | 9.11 | 3.44 | 0.01 | 24:00 | 362 | 243 | 2985 | 1111 | 4344 | 2213.73 | 10268.4 | 11.11 | 16837.24 | 43323.96 | 0.38864
2017-05-19 | 2:00 | N | 10 | 5 | 4.75 | 0.01 | 1:00 | 294 | 212 | 2985 | 1111 | 2940 | 1060 | 14178.75 | 11.11 | 18189.86 | 40240.38 | 0.45203
2017-05-19 | 3:00 | N | 7.11 | 3.3 | 3.3 | 0.97 | 2:00 | 236 | 179 | 2985 | 1111 | 1677.96 | 590.7 | 9850.5 | 1077.67 | 13196.83 | 38112.82 | 0.34626
2017-05-19 | 4:00 | N | 4 | 3.01 | 3.01 | 0.97 | 3:00 | 201 | 205 | 2985 | 1717 | 804 | 617.05 | 8984.85 | 1665.49 | 12071.39 | 36619.9 | 0.32964
2017-05-19 | 5:00 | N | 3.11 | 5 | 4.75 | 0.97 | 4:00 | 185 | 205 | 2985 | 1717 | 575.35 | 1025 | 14178.75 | 1665.49 | 17444.59 | 35804.8 | 0.48721
2017-05-19 | 6:00 | N | 20 | 15 | 4.75 | 0.99 | 5:00 | 207 | 283 | 2985 | 1717 | 4140 | 4245 | 14178.75 | 1699.83 | 24263.58 | 35946.61 | 0.67499
2017-05-19 | 7:00 | N | 4.11 | 25.5 | 11 | 6 | 6:00 | 327 | 438 | 2985 | 1717 | 1343.97 | 11169 | 32835 | 10302 | 55649.97 | 37504.43 | 1.4838
2017-05-19 | 8:00 | N | 2.11 | 5 | 5.5 | 3.5 | 7:00 | 249 | 556 | 2872 | 2219 | 525.39 | 2780 | 15796 | 7766.5 | 26867.89 | 40260.37 | 0.66735
2017-05-19 | 9:00 | N | 3.5 | 6.04 | 6.5 | 3.5 | 8:00 | 256 | 306 | 2872 | 2219 | 896 | 1848.24 | 18668 | 7766.5 | 29178.74 | 41507.77 | 0.70297
2017-05-19 | 10:00 | N | 3.5 | 8.34 | 9 | 4 | 9:00 | 156 | 343 | 2872 | 2219 | 546 | 2860.62 | 25848 | 8876 | 38130.62 | 42820.35 | 0.89048
2017-05-19 | 11:00 | N | 2.61 | 5.72 | 5.72 | 5.02 | 10:00 | 196 | 315 | 2872 | 2219 | 511.56 | 1801.8 | 16427.84 | 11139.38 | 29880.58 | 44714.27 | 0.66826
2017-05-19 | 12:00 | N | 2 | 6.8 | 7 | 6.1 | 11:00 | 226 | 326 | 2842 | 1635 | 452 | 2216.8 | 19894 | 9973.5 | 32536.3 | 46578.82 | 0.69852
2017-05-19 | 13:00 | N | 1 | 9.8 | 10 | 7.5 | 12:00 | 222 | 319 | 2842 | 1635 | 222 | 3126.2 | 28420 | 12262.5 | 44030.7 | 48216.2 | 0.91319
2017-05-19 | 14:00 | N | 1.09 | 9.81 | 10.21 | 10 | 13:00 | 195 | 299 | 2842 | 1635 | 212.55 | 2933.19 | 29016.82 | 16350 | 48512.56 | 49711.06 | 0.97589
2017-05-19 | 15:00 | N | 2 | 13.04 | 13.24 | 4.19 | 14:00 | 205 | 237 | 2842 | 1635 | 410 | 3090.48 | 37628.08 | 6850.65 | 47979.21 | 51673.07 | 0.92851
2017-05-19 | 16:00 | N | 2 | 23.1 | 25.63 | 3 | 15:00 | 212 | 213 | 2842 | 1380 | 424 | 4920.3 | 72840.46 | 4140 | 82324.76 | 53200.23 | 1.5475
2017-05-19 | 17:00 | N | 3 | 23.95 | 28.19 | 6 | 16:00 | 191 | 237 | 2842 | 1380 | 573 | 5676.15 | 80115.98 | 8280 | 94645.13 | 54037.14 | 1.7515
2017-05-19 | 18:00 | N | 3.5 | 10.73 | 18.88 | 3.02 | 17:00 | 218 | 258 | 2842 | 1380 | 763 | 2768.34 | 53656.96 | 4167.6 | 61355.9 | 54656.9 | 1.1226
2017-05-19 | 19:00 | N | 8.11 | 10.48 | 11.48 | 1.72 | 18:00 | 240 | 365 | 2842 | 1380 | 1946.4 | 3825.2 | 32626.16 | 2373.6 | 40771.36 | 54189.15 | 0.75239
2017-05-19 | 20:00 | N | 4.64 | 7.71 | 8 | 0.97 | 19:00 | 320 | 214 | 2842 | 1426 | 1484.8 | 1649.94 | 22736 | 1383.22 | 27253.96 | 52419.63 | 0.51992
2017-05-19 | 21:00 | N | 3.5 | 10.23 | 11.73 | 0.97 | 20:00 | 322 | 178 | 2842 | 1426 | 1127 | 1820.94 | 33336.66 | 1383.22 | 37667.82 | 50489.79 | 0.74605
2017-05-19 | 22:00 | N | 17.44 | 7.56 | 7.76 | 0.97 | 21:00 | 337 | 173 | 2842 | 1426 | 5877.28 | 1307.88 | 22053.92 | 1383.22 | 30622.3 | 49931.97 | 0.61328
2017-05-19 | 23:00 | N | 24.64 | 9.25 | 9.25 | 0.01 | 22:00 | 394 | 194 | 2842 | 1426 | 9708.16 | 1794.5 | 26288.5 | 14.26 | 37805.42 | 48678.41 | 0.77664
2017-05-19 | 24:00 | N | 12 | 10.11 | 6.68 | 0.01 | 23:00 | 389 | 265 | 2985 | 1111 | 4668 | 2679.15 | 19939.8 | 11.11 | 27298.06 | 46290.22 | 0.58972
2017-05-20 | 1:00 | N | 10 | 10 | 8.51 | 0.01 | 24:00 | 362 | 243 | 2985 | 1111 | 3620 | 2430 | 25402.35 | 11.11 | 31463.46 | 43320 | 0.7263
2017-05-20 | 2:00 | N | 8.61 | 5 | 7 | 0.01 | 1:00 | 294 | 212 | 2985 | 1111 | 2531.34 | 1060 | 20895 | 11.11 | 24497.45 | 40301.4 | 0.60786
2017-05-20 | 3:00 | N | 3.86 | 2.81 | 3.01 | 1 | 2:00 | 236 | 179 | 2985 | 1111 | 910.96 | 502.99 | 8984.85 | 1111 | 11509.8 | 37524.67 | 0.30673
2017-05-20 | 4:00 | N | 2.61 | 2.94 | 3.14 | 1 | 3:00 | 201 | 205 | 2985 | 1717 | 524.61 | 602.7 | 9372.9 | 1717 | 12217.21 | 35684.33 | 0.34237
2017-05-20 | 5:00 | N | 2.11 | 5 | 5.2 | 1 | 4:00 | 185 | 205 | 2985 | 1717 | 390.35 | 1025 | 15522 | 1717 | 18654.35 | 34361.93 | 0.54288
2017-05-20 | 6:00 | N | 20 | 12.5 | 7.61 | 1 | 5:00 | 207 | 283 | 2985 | 1717 | 4140 | 3537.5 | 22715.85 | 1717 | 32110.35 | 33710.1 | 0.95254
2017-05-20 | 7:00 | N | 12.07 | 28 | 12.48 | 3.5 | 6:00 | 327 | 438 | 2985 | 1717 | 3946.89 | 12264 | 37252.8 | 6009.5 | 59473.19 | 33605.73 | 1.7697
2017-05-20 | 8:00 | N | 5.79 | 4 | 7.69 | 2.74 | 7:00 | 249 | 556 | 2872 | 2219 | 1441.71 | 2224 | 22085.68 | 6080.06 | 31831.45 | 34002.15 | 0.93616
2017-05-20 | 9:00 | N | 8.61 | 5 | 10 | 2.74 | 8:00 | 256 | 306 | 2872 | 2219 | 2204.16 | 1530 | 28720 | 6080.06 | 38534.22 | 34797.8 | 1.1074
2017-05-20 | 10:00 | N | 3.5 | 7 | 10 | 3.69 | 9:00 | 156 | 343 | 2872 | 2219 | 546 | 2401 | 28720 | 8188.11 | 39855.11 | 37100.84 | 1.0742
2017-05-20 | 11:00 | N | 2.61 | 10.25 | 10.25 | 6 | 10:00 | 196 | 315 | 2872 | 2219 | 511.56 | 3228.75 | 29438 | 13314 | 46492.31 | 39590.82 | 1.1743
2017-05-20 | 12:00 | N | 2 | 9.64 | 9.64 | 8.1 | 11:00 | 226 | 326 | 2842 | 1635 | 452 | 3142.64 | 27396.88 | 13243.5 | 44235.02 | 41629.2 | 1.0626
2017-05-20 | 13:00 | N | 1.01 | 7.54 | 8.39 | 7.5 | 12:00 | 222 | 319 | 2842 | 1635 | 224.22 | 2405.26 | 23844.38 | 12262.5 | 38736.36 | 43041.17 | 0.89998
2017-05-20 | 14:00 | N | 1 | 8.59 | 9.56 | 8.59 | 13:00 | 195 | 299 | 2842 | 1635 | 195 | 2568.41 | 27169.52 | 14044.65 | 43977.58 | 44153.22 | 0.99602
2017-05-20 | 15:00 | N | 2 | 11.21 | 12.34 | 2 | 14:00 | 205 | 237 | 2842 | 1635 | 410 | 2656.77 | 35070.28 | 3270 | 41407.05 | 44978.07 | 0.92061
2017-05-20 | 16:00 | N | 2.11 | 19.45 | 21.57 | 2.3 | 15:00 | 212 | 213 | 2842 | 1380 | 447.32 | 4142.85 | 61301.94 | 3174 | 69066.11 | 45765.09 | 1.5091
2017-05-20 | 17:00 | N | 2.11 | 23.04 | 25.12 | 2 | 16:00 | 191 | 237 | 2842 | 1380 | 403.01 | 5460.48 | 71391.04 | 2760 | 80014.53 | 46411.73 | 1.724
2017-05-20 | 18:00 | N | 2.31 | 11.24 | 15 | 2.65 | 17:00 | 218 | 258 | 2842 | 1380 | 503.58 | 2899.92 | 42630 | 3657 | 49690.5 | 46833.47 | 1.061
2017-05-20 | 19:00 | N | 8.11 | 7.1 | 8.1 | 1.22 | 18:00 | 240 | 365 | 2842 | 1380 | 1946.4 | 2591.5 | 23020.2 | 1683.6 | 29241.7 | 46909.73 | 0.62336
2017-05-20 | 20:00 | N | 3.5 | 7.79 | 8 | 0.97 | 19:00 | 320 | 214 | 2842 | 1426 | 1120 | 1667.06 | 22736 | 1383.22 | 26906.28 | 46205.56 | 0.58232
2017-05-20 | 21:00 | N | 3.5 | 9.04 | 10.09 | 0.97 | 20:00 | 322 | 178 | 2842 | 1426 | 1127 | 1609.12 | 28675.78 | 1383.22 | 32795.12 | 44974.05 | 0.7292
2017-05-20 | 22:00 | N | 11.85 | 8.38 | 8.8 | 0.97 | 21:00 | 337 | 173 | 2842 | 1426 | 3993.45 | 1449.74 | 25009.6 | 1383.22 | 31836.01 | 44403.23 | 0.71698
2017-05-20 | 23:00 | N | 29.46 | 8.99 | 8.99 | 0.01 | 22:00 | 394 | 194 | 2842 | 1426 | 11607.24 | 1744.06 | 25549.58 | 14.26 | 38915.14 | 43567.09 | 0.89322
2017-05-20 | 24:00 | N | 16.98 | 8.61 | 8.15 | 0.01 | 23:00 | 389 | 265 | 2985 | 1111 | 6605.22 | 2281.65 | 24327.75 | 11.11 | 33225.73 | 41474.07 | 0.80112
2017-05-21 | 1:00 | N | 10 | 7 | 7 | 0.01 | 24:00 | 362 | 243 | 2985 | 1111 | 3620 | 1701 | 20895 | 11.11 | 26227.11 | 38859.92 | 0.67491
2017-05-21 | 2:00 | N | 8.11 | 2.9 | 3.1 | 0.01 | 1:00 | 294 | 212 | 2985 | 1111 | 2384.34 | 614.8 | 9253.5 | 11.11 | 12263.75 | 36288.4 | 0.33795
2017-05-21 | 3:00 | N | 4.55 | 2.8 | 3 | 0.99 | 2:00 | 236 | 179 | 2985 | 1111 | 1073.8 | 501.2 | 8955 | 1099.89 | 11629.89 | 34344.77 | 0.33862
2017-05-21 | 4:00 | N | 2.83 | 2.8 | 3 | 0.99 | 3:00 | 201 | 205 | 2985 | 1717 | 568.83 | 574 | 8955 | 1699.83 | 11797.66 | 32969.24 | 0.35784
2017-05-21 | 5:00 | N | 2.61 | 3.44 | 3.44 | 0.99 | 4:00 | 185 | 205 | 2985 | 1717 | 482.85 | 705.2 | 10268.4 | 1699.83 | 13156.28 | 32126.15 | 0.40952
2017-05-21 | 6:00 | N | 20 | 8.61 | 7 | 0.99 | 5:00 | 207 | 283 | 2985 | 1717 | 4140 | 2436.63 | 20895 | 1699.83 | 29171.46 | 31517.55 | 0.92556
2017-05-21 | 7:00 | N | 10 | 28 | 12.51 | 6 | 6:00 | 327 | 438 | 2985 | 1717 | 3270 | 12264 | 37342.35 | 10302 | 63178.35 | 31392.35 | 2.0125
2017-05-21 | 8:00 | N | 3.5 | 5 | 7.61 | 4.77 | 7:00 | 249 | 556 | 2872 | 2219 | 871.5 | 2780 | 21855.92 | 10584.63 | 36092.05 | 31702.88 | 1.1384
2017-05-21 | 9:00 | N | 3.5 | 6 | 7.79 | 4.4 | 8:00 | 256 | 306 | 2872 | 2219 | 896 | 1836 | 22372.88 | 9763.6 | 34868.48 | 32031.11 | 1.0886
2017-05-21 | 10:00 | N | 3.5 | 7.6 | 10 | 6 | 9:00 | 156 | 343 | 2872 | 2219 | 546 | 2606.8 | 28720 | 13314 | 45186.8 | 33719.35 | 1.3401
2017-05-21 | 11:00 | N | 2.61 | 6.89 | 7 | 5.8 | 10:00 | 196 | 315 | 2872 | 2219 | 511.56 | 2170.35 | 20104 | 12870.2 | 35656.11 | 35667.49 | 0.99968
2017-05-21 | 12:00 | N | 2 | 6.29 | 6.49 | 5.66 | 11:00 | 226 | 326 | 2842 | 1635 | 452 | 2050.54 | 18444.58 | 9254.1 | 30201.22 | 37692.78 | 0.80125
2017-05-21 | 13:00 | N | 2 | 6.91 | 7.11 | 6.21 | 12:00 | 222 | 319 | 2842 | 1635 | 444 | 2204.29 | 20206.62 | 10153.35 | 33008.26 | 39623.14 | 0.83306
2017-05-21 | 14:00 | N | 1 | 8.59 | 8.79 | 8.27 | 13:00 | 195 | 299 | 2842 | 1635 | 195 | 2568.41 | 24981.18 | 13521.45 | 41266.04 | 41267.44 | 0.99997
2017-05-21 | 15:00 | N | 2 | 10.03 | 10.03 | 3 | 14:00 | 205 | 237 | 2842 | 1635 | 410 | 2377.11 | 28505.26 | 4905 | 36197.37 | 42325.18 | 0.85522
2017-05-21 | 16:00 | N | 2 | 18.27 | 20.27 | 3 | 15:00 | 212 | 213 | 2842 | 1380 | 424 | 3891.51 | 57607.34 | 4140 | 66062.85 | 42821.39 | 1.5428
2017-05-21 | 17:00 | N | 3.5 | 18.28 | 21.28 | 3 | 16:00 | 191 | 237 | 2842 | 1380 | 668.5 | 4332.36 | 60477.76 | 4140 | 69618.62 | 42925.19 | 1.6219
2017-05-21 | 18:00 | N | 3.5 | 11.36 | 14.47 | 3 | 17:00 | 218 | 258 | 2842 | 1380 | 763 | 2930.88 | 41123.74 | 4140 | 48957.62 | 42693.26 | 1.1467
2017-05-21 | 19:00 | N | 8.11 | 8.11 | 9.69 | 1.57 | 18:00 | 240 | 365 | 2842 | 1380 | 1946.4 | 2960.15 | 27538.98 | 2166.6 | 34612.13 | 42559.56 | 0.81326
2017-05-21 | 20:00 | N | 6.83 | 8.16 | 8.6 | 0.99 | 19:00 | 320 | 214 | 2842 | 1426 | 2185.6 | 1746.24 | 24441.2 | 1411.74 | 29784.78 | 41743.46 | 0.71352
2017-05-21 | 21:00 | N | 4.39 | 8.37 | 9.11 | 0.99 | 20:00 | 322 | 178 | 2842 | 1426 | 1413.58 | 1489.86 | 25890.62 | 1411.74 | 30205.8 | 41146.09 | 0.73411
2017-05-21 | 22:00 | N | 11.56 | 6 | 6.24 | 0.99 | 21:00 | 337 | 173 | 2842 | 1426 | 3895.72 | 1038 | 17734.08 | 1411.74 | 24079.54 | 41418.13 | 0.58138
2017-05-21 | 23:00 | N | 26.57 | 8.61 | 8.81 | 0.01 | 22:00 | 394 | 194 | 2842 | 1426 | 10468.58 | 1670.34 | 25038.02 | 14.26 | 37191.2 | 40625.2 | 0.91547
2017-05-21 | 24:00 | N | 17.31 | 9.6 | 8.6 | 0.01 | 23:00 | 389 | 265 | 2985 | 1111 | 6733.59 | 2544 | 25671 | 11.11 | 34959.7 | 38228.44 | 0.91449
2017-05-22 | 1:00 | N | 10 | 7 | 7.2 | 0.01 | 24:00 | 362 | 243 | 2985 | 1111 | 3620 | 1701 | 21492 | 11.11 | 26824.11 | 35004.84 | 0.7663
2017-05-22 | 2:00 | N | 8.61 | 5 | 5.2 | 0.01 | 1:00 | 294 | 212 | 2985 | 1111 | 2531.34 | 1060 | 15522 | 11.11 | 19124.45 | 32553.36 | 0.58748
2017-05-22 | 3:00 | N | 5.7 | 2.8 | 3 | 1 | 2:00 | 236 | 179 | 2985 | 1111 | 1345.2 | 501.2 | 8955 | 1111 | 11912.4 | 31095.92 | 0.38309
2017-05-22 | 4:00 | N | 3.5 | 2.61 | 3 | 1 | 3:00 | 201 | 205 | 2985 | 1717 | 703.5 | 535.05 | 8955 | 1717 | 11910.55 | 30302.75 | 0.39305
2017-05-22 | 5:00 | N | 3.5 | 2.8 | 3 | 1 | 4:00 | 185 | 205 | 2985 | 1717 | 647.5 | 574 | 8955 | 1717 | 11893.5 | 30015.57 | 0.39624
2017-05-22 | 6:00 | N | 20 | 8.61 | 7.61 | 1.27 | 5:00 | 207 | 283 | 2985 | 1717 | 4140 | 2436.63 | 22715.85 | 2180.59 | 31473.07 | 30539.77 | 1.0306
2017-05-22 | 7:00 | N | 3.5 | 15 | 11.61 | 4 | 6:00 | 327 | 438 | 2985 | 1717 | 1144.5 | 6570 | 34655.85 | 6868 | 49238.35 | 32351.96 | 1.522
2017-05-22 | 8:00 | N | 2.61 | 4.25 | 8.97 | 3.5 | 7:00 | 249 | 556 | 2872 | 2219 | 649.89 | 2363 | 25761.84 | 7766.5 | 36541.23 | 35218.11 | 1.0376
2017-05-22 | 9:00 | N | 3.5 | 5.1 | 9.13 | 3.5 | 8:00 | 256 | 306 | 2872 | 2219 | 896 | 1560.6 | 26221.36 | 7766.5 | 36444.46 | 36215.98 | 1.0063
2017-05-22 | 10:00 | N | 2 | 5.63 | 10.6 | 3.5 | 9:00 | 156 | 343 | 2872 | 2219 | 312 | 1931.09 | 30443.2 | 7766.5 | 40452.79 | 36916.92 | 1.0958
2017-05-22 | 11:00 | N | 2.4 | 5.99 | 6.34 | 4.48 | 10:00 | 196 | 315 | 2872 | 2219 | 470.4 | 1886.85 | 18208.48 | 9941.12 | 30506.85 | 38037.19 | 0.80203
2017-05-22 | 12:00 | N | 1 | 5.99 | 6.8 | 5.29 | 11:00 | 226 | 326 | 2842 | 1635 | 226 | 1952.74 | 19325.6 | 8649.15 | 30153.49 | 39336 | 0.76656
2017-05-22 | 13:00 | N | 1 | 8.32 | 9.17 | 6.58 | 12:00 | 222 | 319 | 2842 | 1635 | 222 | 2654.08 | 26061.14 | 10758.3 | 39695.52 | 40454.3 | 0.98124
2017-05-22 | 14:00 | N | 1 | 5.13 | 7.29 | 7.66 | 13:00 | 195 | 299 | 2842 | 1635 | 195 | 1533.87 | 20718.18 | 12524.1 | 34971.15 | 41610.02 | 0.84045
2017-05-22 | 15:00 | N | 2 | 6.97 | 10 | 0.99 | 14:00 | 205 | 237 | 2842 | 1635 | 410 | 1651.89 | 28420 | 1618.65 | 32100.54 | 42615.98 | 0.75325
2017-05-22 | 16:00 | N | 2 | 12.01 | 19.35 | 0.99 | 15:00 | 212 | 213 | 2842 | 1380 | 424 | 2558.13 | 54992.7 | 1366.2 | 59341.03 | 43312.96 | 1.3701
2017-05-22 | 17:00 | N | 2.11 | 13.13 | 18.76 | 2.2 | 16:00 | 191 | 237 | 2842 | 1380 | 403.01 | 3111.81 | 53315.92 | 3036 | 59866.74 | 43829.06 | 1.3659
2017-05-22 | 18:00 | N | 3.5 | 7.55 | 10.88 | 1 | 17:00 | 218 | 258 | 2842 | 1380 | 763 | 1947.9 | 30920.96 | 1380 | 35011.86 | 44109.18 | 0.79375
2017-05-22 | 19:00 | N | 19.85 | 5.32 | 7.4 | 0.99 | 18:00 | 240 | 365 | 2842 | 1380 | 4764 | 1941.8 | 21030.8 | 1366.2 | 29102.8 | 44064.24 | 0.66046
2017-05-22 | 20:00 | N | 3.5 | 6.29 | 7.11 | 0.99 | 19:00 | 320 | 214 | 2842 | 1426 | 1120 | 1346.06 | 20206.62 | 1411.74 | 24084.42 | 43542.3 | 0.55313
2017-05-22 | 21:00 | N | 3.5 | 10.41 | 11.28 | 0.99 | 20:00 | 322 | 178 | 2842 | 1426 | 1127 | 1852.98 | 32057.76 | 1411.74 | 36449.48 | 42606.36 | 0.85549
2017-05-22 | 22:00 | N | 10.03 | 4.13 | 5.13 | 0.99 | 21:00 | 337 | 173 | 2842 | 1426 | 3380.11 | 714.49 | 14579.46 | 1411.74 | 20085.8 | 42799.88 | 0.4693
2017-05-22 | 23:00 | N | 35 | 6.28 | 6.68 | 0.01 | 22:00 | 394 | 194 | 2842 | 1426 | 13790 | 1218.32 | 18984.56 | 14.26 | 34007.14 | 41887.92 | 0.81186
2017-05-22 | 24:00 | N | 20 | 8.11 | 7.96 | 0.01 | 23:00 | 389 | 265 | 2985 | 1111 | 7780 | 2149.15 | 23760.6 | 11.11 | 33700.86 | 38718.53 | 0.87041
2017-05-23 | 1:00 | N | 10 | 6.8 | 7 | 0.01 | 24:00 | 362 | 243 | 2985 | 1111 | 3620 | 1652.4 | 20895 | 11.11 | 26178.51 | 35303.56 | 0.74153
2017-05-23 | 2:00 | N | 5.58 | 4.1 | 4.3 | 0.01 | 1:00 | 294 | 212 | 2985 | 1111 | 1640.52 | 869.2 | 12835.5 | 11.11 | 15356.33 | 32621.98 | 0.47074
2017-05-23 | 3:00 | N | 3.81 | 2.81 | 3.01 | 1 | 2:00 | 236 | 179 | 2985 | 1111 | 899.16 | 502.99 | 8984.85 | 1111 | 11498 | 31007.14 | 0.37082
2017-05-23 | 4:00 | N | 2.62 | 2.8 | 3 | 1 | 3:00 | 201 | 205 | 2985 | 1717 | 526.62 | 574 | 8955 | 1717 | 11772.62 | 29981.57 | 0.39266
2017-05-23 | 5:00 | N | 2.55 | 2.9 | 3.1 | 1 | 4:00 | 185 | 205 | 2985 | 1717 | 471.75 | 594.5 | 9253.5 | 1717 | 12036.75 | 29519.35 | 0.40776
2017-05-23 | 6:00 | N | 15.8 | 7 | 7 | 1 | 5:00 | 207 | 283 | 2985 | 1717 | 3270.6 | 1981 | 20895 | 1717 | 27863.6 | 29855.99 | 0.93327
2017-05-23 | 7:00 | N | 6.13 | 15 | 14.89 | 3 | 6:00 | 327 | 438 | 2985 | 1717 | 2004.51 | 6570 | 44446.65 | 5151 | 58172.16 | 31450.21 | 1.8497
2017-05-23 | 8:00 | N | 3.5 | 4.1 | 10.25 | 3 | 7:00 | 249 | 556 | 2872 | 2219 | 871.5 | 2279.6 | 29438 | 6657 | 39246.1 | 34405.94 | 1.1407
2017-05-23 | 9:00 | N | 5.11 | 5 | 10.25 | 2.87 | 8:00 | 256 | 306 | 2872 | 2219 | 1308.16 | 1530 | 29438 | 6368.53 | 38644.69 | 35635.99 | 1.0844
2017-05-23 | 10:00 | N | 3.5 | 8.11 | 10.86 | 3 | 9:00 | 156 | 343 | 2872 | 2219 | 546 | 2781.73 | 31189.92 | 6657 | 41174.65 | 36647.05 | 1.1235
2017-05-23 | 11:00 | N | 3.5 | 7.45 | 7.65 | 5.85 | 10:00 | 196 | 315 | 2872 | 2219 | 686 | 2346.75 | 21970.8 | 12981.15 | 37984.7 | 38018.38 | 0.99911
2017-05-23 | 12:00 | N | 2.61 | 7.6 | 7.8 | 6 | 11:00 | 226 | 326 | 2842 | 1635 | 589.86 | 2477.6 | 22167.6 | 9810 | 35045.06 | 39674.46 | 0.88332
2017-05-23 | 13:00 | N | 2.61 | 6.7 | 6.9 | 6 | 12:00 | 222 | 319 | 2842 | 1635 | 579.42 | 2137.3 | 19609.8 | 9810 | 32136.52 | 41175.93 | 0.78047
2017-05-23 | 14:00 | N | 2 | 8.44 | 8.67 | 8.46 | 13:00 | 195 | 299 | 2842 | 1635 | 390 | 2523.56 | 24640.14 | 13832.1 | 41385.8 | 42531.25 | 0.97307
2017-05-23 | 15:00 | N | 2.61 | 10.26 | 10.46 | 1.25 | 14:00 | 205 | 237 | 2842 | 1635 | 535.05 | 2431.62 | 29727.32 | 2043.75 | 34737.74 | 44296.82 | 0.7842
2017-05-23 | 16:00 | N | 2.61 | 15.91 | 16.47 | 3 | 15:00 | 212 | 213 | 2842 | 1380 | 553.32 | 3388.83 | 46807.74 | 4140 | 54889.89 | 45463.74 | 1.2073
2017-05-23 | 17:00 | N | 3.5 | 14.89 | 15.48 | 3 | 16:00 | 191 | 237 | 2842 | 1380 | 668.5 | 3528.93 | 43994.16 | 4140 | 52331.59 | 45957.28 | 1.1387
2017-05-23 | 18:00 | N | 3.5 | 8.6 | 9.6 | 2.31 | 17:00 | 218 | 258 | 2842 | 1380 | 763 | 2218.8 | 27283.2 | 3187.8 | 33452.8 | 45831.44 | 0.72991
2017-05-23 | 19:00 | N | 10.95 | 9.24 | 9.78 | 1.08 | 18:00 | 240 | 365 | 2842 | 1380 | 2628 | 3372.6 | 27794.76 | 1490.4 | 35285.76 | 45100.57 | 0.78238
2017-05-23 | 20:00 | N | 3.5 | 7.03 | 8 | 0.97 | 19:00 | 320 | 214 | 2842 | 1426 | 1120 | 1504.42 | 22736 | 1383.22 | 26743.64 | 43605.83 | 0.6133
2017-05-23 | 21:00 | N | 3.5 | 13.25 | 14.25 | 0.97 | 20:00 | 322 | 178 | 2842 | 1426 | 1127 | 2358.5 | 40498.5 | 1383.22 | 45367.22 | 41957.61 | 1.0813
2017-05-23 | 22:00 | N | 7 | 8.43 | 8.82 | 0.97 | 21:00 | 337 | 173 | 2842 | 1426 | 2359 | 1458.39 | 25066.44 | 1383.22 | 30267.05 | 40798.87 | 0.74186
2017-05-23 | 23:00 | N | 20.93 | 6.4 | 6.6 | 0.01 | 22:00 | 394 | 194 | 2842 | 1426 | 8246.42 | 1241.6 | 18757.2 | 14.26 | 28259.48 | 39614.6 | 0.71336
2017-05-23 | 24:00 | N | 11.77 | 8.19 | 7.93 | 0.01 | 23:00 | 389 | 265 | 2985 | 1111 | 4578.53 | 2170.35 | 23671.05 | 11.11 | 30431.04 | 36761.7 | 0.82779
2017-05-24 | 1:00 | N | 8 | 5 | 4.01 | 0.01 | 24:00 | 362 | 243 | 2985 | 1111 | 2896 | 1215 | 11969.85 | 11.11 | 16091.96 | 33204.74 | 0.48463
2017-05-24 | 2:00 | N | 5.57 | 2.8 | 3 | 0.01 | 1:00 | 294 | 212 | 2985 | 1111 | 1637.58 | 593.6 | 8955 | 11.11 | 11197.29 | 30588.3 | 0.36606
2017-05-24 | 3:00 | N | 4.11 | 2.61 | 3 | 1 | 2:00 | 236 | 179 | 2985 | 1111 | 969.96 | 467.19 | 8955 | 1111 | 11503.15 | 28929.38 | 0.39763
2017-05-24 | 4:00 | N | 3.5 | 2.61 | 3 | 1 | 3:00 | 201 | 205 | 2985 | 1717 | 703.5 | 535.05 | 8955 | 1717 | 11910.55 | 27923.73 | 0.42654
2017-05-24 | 5:00 | N | 2.61 | 2.8 | 3 | 1 | 4:00 | 185 | 205 | 2985 | 1717 | 482.85 | 574 | 8955 | 1717 | 11728.85 | 27469.02 | 0.42698
2017-05-24 | 6:00 | N | 10.85 | 5 | 4 | 1 | 5:00 | 207 | 283 | 2985 | 1717 | 2245.95 | 1415 | 11940 | 1717 | 17317.95 | 27752.07 | 0.62402
2017-05-24 | 7:00 | N | 4.11 | 9.21 | 8.45 | 3 | 6:00 | 327 | 438 | 2985 | 1717 | 1343.97 | 4033.98 | 25223.25 | 5151 | 35752.2 | 29425.12 | 1.215
2017-05-24 | 8:00 | N | 2 | 4 | 4.81 | 4 | 7:00 | 249 | 556 | 2872 | 2219 | 498 | 2224 | 13814.32 | 8876 | 25412.32 | 32029.58 | 0.7934
2017-05-24 | 9:00 | N | 4.11 | 7.6 | 10.25 | 6 | 8:00 | 256 | 306 | 2872 | 2219 | 1052.16 | 2325.6 | 29438 | 13314 | 46129.76 | 33023.41 | 1.3969
2017-05-24 | 10:00 | N | 2.61 | 7.6 | 12.35 | 6 | 9:00 | 156 | 343 | 2872 | 2219 | 407.16 | 2606.8 | 35469.2 | 13314 | 51797.16 | 33712.51 | 1.5364
2017-05-24 | 11:00 | N | 3.5 | 11.82 | 12.02 | 10.22 | 10:00 | 196 | 315 | 2872 | 2219 | 686 | 3723.3 | 34521.44 | 22678.18 | 61608.92 | 34910.34 | 1.7648
2017-05-24 | 12:00 | N | 2.55 | 9.89 | 10.09 | 8.29 | 11:00 | 226 | 326 | 2842 | 1635 | 576.3 | 3224.14 | 28675.78 | 13554.15 | 46030.37 | 36292.12 | 1.2683
2017-05-24 | 13:00 | N | 1.24 | 8.12 | 9.64 | 7.5 | 12:00 | 222 | 319 | 2842 | 1635 | 275.28 | 2590.28 | 27396.88 | 12262.5 | 42524.94 | 37454 | 1.1354
2017-05-24 | 14:00 | N | 1 | 7.92 | 8.57 | 7.92 | 13:00 | 195 | 299 | 2842 | 1635 | 195 | 2368.08 | 24355.94 | 12949.2 | 39868.22 | 38548.03 | 1.0342
2017-05-24 | 15:00 | N | 2 | 6.05 | 10 | 1.59 | 14:00 | 205 | 237 | 2842 | 1635 | 410 | 1433.85 | 28420 | 2599.65 | 32863.5 | 40048.12 | 0.8206
2017-05-24 | 16:00 | N | 2.78 | 4.86 | 16.11 | 2.31 | 15:00 | 212 | 213 | 2842 | 1380 | 589.36 | 1035.18 | 45784.62 | 3187.8 | 50596.96 | 41527.83 | 1.2184
2017-05-24 | 17:00 | N | 3.5 | 7.99 | 18.25 | 1.52 | 16:00 | 191 | 237 | 2842 | 1380 | 668.5 | 1893.63 | 51866.5 | 2097.6 | 56526.23 | 43130.08 | 1.3106
2017-05-24 | 18:00 | N | 3.6 | 8.75 | 17.94 | 3 | 17:00 | 218 | 258 | 2842 | 1380 | 784.8 | 2257.5 | 50985.48 | 4140 | 58167.78 | 44744.56 | 1.3
2017-05-24 | 19:00 | N | 10 | 5.66 | 12.67 | 0.99 | 18:00 | 240 | 365 | 2842 | 1380 | 2400 | 2065.9 | 36008.14 | 1366.2 | 41840.24 | 45753.6 | 0.91447
2017-05-24 | 20:00 | N | 7 | 6.62 | 10.21 | 1.35 | 19:00 | 320 | 214 | 2842 | 1426 | 2240 | 1416.68 | 29016.82 | 1925.1 | 34598.6 | 45544.42 | 0.75967
2017-05-24 | 21:00 | N | 4.11 | 5.06 | 10.06 | 1.27 | 20:00 | 322 | 178 | 2842 | 1426 | 1323.42 | 900.68 | 28590.52 | 1811.02 | 32625.64 | 44138.42 | 0.73917
2017-05-24 | 22:00 | N | 10 | 4.08 | 7.73 | 1 | 21:00 | 337 | 173 | 2842 | 1426 | 3370 | 705.84 | 21968.66 | 1426 | 27470.5 | 42830.59 | 0.64138
2017-05-24 | 23:00 | N | 20 | 8.71 | 8 | 0.01 | 22:00 | 394 | 194 | 2842 | 1426 | 7880 | 1689.74 | 22736 | 14.26 | 32320 | 41642.77 | 0.77613
2017-05-24 | 24:00 | N | 35 | 50 | 8 | 0.01 | 23:00 | 389 | 265 | 2985 | 1111 | 13615 | 13250 | 23880 | 11.11 | 50756.11 | 38558.01 | 1.3164
2017-05-25 | 1:00 | N | 20 | 14.82 | 8 | 0.01 | 24:00 | 362 | 243 | 2985 | 1111 | 7240 | 3601.26 | 23880 | 11.11 | 34732.37 | 34895.61 | 0.99532
2017-05-25 | 2:00 | N | 17.46 | 5 | 7.61 | 0.01 | 1:00 | 294 | 212 | 2985 | 1111 | 5133.24 | 1060 | 22715.85 | 11.11 | 28920.2 | 31875.35 | 0.90729
2017-05-25 | 3:00 | N | 15 | 5 | 7.61 | 0.99 | 2:00 | 236 | 179 | 2985 | 1111 | 3540 | 895 | 22715.85 | 1099.89 | 28250.74 | 30091.31 | 0.93883
2017-05-25 | 4:00 | N | 15 | 5 | 7.61 | 0.99 | 3:00 | 201 | 205 | 2985 | 1717 | 3015 | 1025 | 22715.85 | 1699.83 | 28455.68 | 28985.37 | 0.98173
2017-05-25 | 5:00 | N | 12.59 | 5 | 7 | 0.99 | 4:00 | 185 | 205 | 2985 | 1717 | 2329.15 | 1025 | 20895 | 1699.83 | 25948.98 | 28588.06 | 0.90769
2017-05-25 | 6:00 | N | 39.95 | 35.91 | 7 | 0.99 | 5:00 | 207 | 283 | 2985 | 1717 | 8269.65 | 10162.53 | 20895 | 1699.83 | 41027.01 | 28873.54 | 1.4209
2017-05-25 | 7:00 | N | 20 | 65.51 | 20 | 3.5 | 6:00 | 327 | 438 | 2985 | 1717 | 6540 | 28693.38 | 59700 | 6009.5 | 100942.88 | 30642.33 | 3.2942
2017-05-25 | 8:00 | N | 5.03 | 4 | 4.6 | 4 | 7:00 | 249 | 556 | 2872 | 2219 | 1252.47 | 2224 | 13211.2 | 8876 | 25563.67 | 33288.35 | 0.76795
2017-05-25 | 9:00 | N | 10.12 | 6 | 10.25 | 4.4 | 8:00 | 256 | 306 | 2872 | 2219 | 2590.72 | 1836 | 29438 | 9763.6 | 43628.32 | 34565.75 | 1.2622
2017-05-25 | 10:00 | N | 3.5 | 5 | 10 | 4.14 | 9:00 | 156 | 343 | 2872 | 2219 | 546 | 1715 | 28720 | 9186.66 | 40167.66 | 36061.95 | 1.1139
2017-05-25 | 11:00 | N | 3.11 | 7.34 | 7.61 | 6 | 10:00 | 196 | 315 | 2872 | 2219 | 609.56 | 2312.1 | 21855.92 | 13314 | 38091.58 | 38202.75 | 0.99709
2017-05-25 | 12:00 | N | 1 | 6.62 | 7.11 | 6 | 11:00 | 226 | 326 | 2842 | 1635 | 226 | 2158.12 | 20206.62 | 9810 | 32400.74 | 40639.96 | 0.79726
2017-05-25 | 13:00 | N | 1 | 6.65 | 7.61 | 6.03 | 12:00 | 222 | 319 | 2842 | 1635 | 222 | 2121.35 | 21627.62 | 9859.05 | 33830.02 | 43160.03 | 0.78383
2017-05-25 | 14:00 | N | 1 | 8.42 | 10 | 10 | 13:00 | 195 | 299 | 2842 | 1635 | 195 | 2517.58 | 28420 | 16350 | 47482.58 | 45569.04 | 1.042
2017-05-25 | 15:00 | N | 1.74 | 4.93 | 8.88 | 3.61 | 14:00 | 205 | 237 | 2842 | 1635 | 356.7 | 1168.41 | 25236.96 | 5902.35 | 32664.42 | 48230.78 | 0.67725
2017-05-25 | 16:00 | N | 2.56 | 11.51 | 17.13 | 6 | 15:00 | 212 | 213 | 2842 | 1380 | 542.72 | 2451.63 | 48683.46 | 8280 | 59957.81 | 50800.54 | 1.1803
2017-05-25 | 17:00 | N | 2.82 | 20.9 | 26.95 | 6 | 16:00 | 191 | 237 | 2842 | 1380 | 538.62 | 4953.3 | 76591.9 | 8280 | 90363.82 | 53087.43 | 1.7022
2017-05-25 | 18:00 | N | 3.11 | 18.91 | 23.29 | 6 | 17:00 | 218 | 258 | 2842 | 1380 | 677.98 | 4878.78 | 66190.18 | 8280 | 80026.94 | 54611.96 | 1.4654
2017-05-25 | 19:00 | N | 7 | 4.74 | 10 | 1.53 | 18:00 | 240 | 365 | 2842 | 1380 | 1680 | 1730.1 | 28420 | 2111.4 | 33941.5 | 55053.87 | 0.61651
2017-05-25 | 20:00 | N | 3.5 | 3.16 | 6.3 | 0.97 | 19:00 | 320 | 214 | 2842 | 1426 | 1120 | 676.24 | 17904.6 | 1383.22 | 21084.06 | 54100.04 | 0.38972
2017-05-25 | 21:00 | N | 3.5 | 4 | 7.11 | 0.97 | 20:00 | 322 | 178 | 2842 | 1426 | 1127 | 712 | 20206.62 | 1383.22 | 23428.84 | 52165 | 0.44913
2017-05-25 | 22:00 | N | 11.01 | 3.14 | 3.34 | 0.97 | 21:00 | 337 | 173 | 2842 | 1426 | 3710.37 | 543.22 | 9492.28 | 1383.22 | 15129.09 | 50675.1 | 0.29855
2017-05-25 | 23:00 | N | 20 | 5.83 | 5.59 | 0.01 | 22:00 | 394 | 194 | 2842 | 1426 | 7880 | 1131.02 | 15886.78 | 14.26 | 24912.06 | 49428.05 | 0.50401
2017-05-25 | 24:00 | N | 16 | 12 | 3.62 | 0.01 | 23:00 | 389 | 265 | 2985 | 1111 | 6224 | 3180 | 10805.7 | 11.11 | 20220.81 | 46024.52 | 0.43935
2017-05-26 | 1:00 | N | 20 | 9.11 | 4 | 0.01 | 24:00 | 362 | 243 | 2985 | 1111 | 7240 | 2213.73 | 11940 | 11.11 | 21404.84 | 42012.03 | 0.50949
2017-05-26 | 2:00 | N | 15.43 | 3.11 | 3.31 | 0.01 | 1:00 | 294 | 212 | 2985 | 1111 | 4536.42 | 659.32 | 9880.35 | 11.11 | 15087.2 | 38853.16 | 0.38831
2017-05-26 | 3:00 | N | 10.07 | 2.61 | 3 | 0.99 | 2:00 | 236 | 179 | 2985 | 1111 | 2376.52 | 467.19 | 8955 | 1099.89 | 12898.6 | 36885.31 | 0.34969
2017-05-26 | 4:00 | N | 8.39 | 2.61 | 3 | 0.99 | 3:00 | 201 | 205 | 2985 | 1717 | 1686.39 | 535.05 | 8955 | 1699.83 | 12876.27 | 35593.71 | 0.36176
2017-05-26 | 5:00 | N | 5.35 | 2.8 | 3 | 0.99 | 4:00 | 185 | 205 | 2985 | 1717 | 989.75 | 574 | 8955 | 1699.83 | 12218.58 | 35004.83 | 0.34905
2017-05-26 | 6:00 | N | 30 | 14 | 4 | 1 | 5:00 | 207 | 283 | 2985 | 1717 | 6210 | 3962 | 11940 | 1717 | 23829 | 35233.56 | 0.67632
2017-05-26 | 7:00 | N | 15.76 | 25.5 | 10.25 | 3.5 | 6:00 | 327 | 438 | 2985 | 1717 | 5153.52 | 11169 | 30596.25 | 6009.5 | 52928.27 | 36756.82 | 1.44
2017-05-26 | 8:00 | N | 3.5 | 4 | 4.1 | 3.5 | 7:00 | 249 | 556 | 2872 | 2219 | 871.5 | 2224 | 11775.2 | 7766.5 | 22637.2 | 39457.34 | 0.57371
2017-05-26 | 9:00 | N | 7.29 | 4.97 | 5.17 | 3.37 | 8:00 | 256 | 306 | 2872 | 2219 | 1866.24 | 1520.82 | 14848.24 | 7478.03 | 25713.33 | 40861.4 | 0.62928
2017-05-26 | 10:00 | N | 2.61 | 5 | 5.85 | 3.4 | 9:00 | 156 | 343 | 2872 | 2219 | 407.16 | 1715 | 16801.2 | 7544.6 | 26467.96 | 42516.2 | 0.62254
2017-05-26 | 11:00 | N | 2 | 6.2 | 7 | 5 | 10:00 | 196 | 315 | 2872 | 2219 | 392 | 1953 | 20104 | 11095 | 33544 | 44959.35 | 0.7461
2017-05-26 | 12:00 | N | 1 | 6.97 | 7.98 | 6 | 11:00 | 226 | 326 | 2842 | 1635 | 226 | 2272.22 | 22679.16 | 9810 | 34987.38 | 47856.19 | 0.73109
2017-05-26 | 13:00 | N | 1.17 | 10.25 | 11.25 | 10.36 | 12:00 | 222 | 319 | 2842 | 1635 | 259.74 | 3269.75 | 31972.5 | 16938.6 | 52440.59 | 50611.94 | 1.0361
2017-05-26 | 14:00 | N | 1.78 | 10.81 | 13.7 | 12.81 | 13:00 | 195 | 299 | 2842 | 1635 | 347.1 | 3232.19 | 38935.4 | 20944.35 | 63459.04 | 53014.98 | 1.197
2017-05-26 | 15:00 | N | 2.11 | 15.3 | 21.06 | 3.94 | 14:00 | 205 | 237 | 2842 | 1635 | 432.55 | 3626.1 | 59852.52 | 6441.9 | 70353.07 | 55349.81 | 1.2711
2017-05-26 | 16:00 | N | 3.37 | 34.1 | 42.97 | 12.97 | 15:00 | 212 | 213 | 2842 | 1380 | 714.44 | 7263.3 | 122120.74 | 17898.6 | 147997.08 | 57291.77 | 2.5832
2017-05-26 | 17:00 | N | 3.55 | 32.49 | 40 | 8.92 | 16:00 | 191 | 237 | 2842 | 1380 | 678.05 | 7700.13 | 113680 | 12309.6 | 134367.78 | 58801.68 | 2.2851
2017-05-26 | 18:00 | N | 3.5 | 10.42 | 18 | 2.07 | 17:00 | 218 | 258 | 2842 | 1380 | 763 | 2688.36 | 51156 | 2856.6 | 57463.96 | 59243.75 | 0.96996
2017-05-26 | 19:00 | N | 3.5 | 5 | 13.44 | 1 | 18:00 | 240 | 365 | 2842 | 1380 | 840 | 1825 | 38196.48 | 1380 | 42241.48 | 58087.54 | 0.7272
2017-05-26 | 20:00 | N | 2.61 | 4.85 | 10.46 | 1 | 19:00 | 320 | 214 | 2842 | 1426 | 835.2 | 1037.9 | 29727.32 | 1426 | 33026.42 | 55883.95 | 0.59098
2017-05-26 | 21:00 | N | 7 | 4.12 | 10.22 | 1 | 20:00 | 322 | 178 | 2842 | 1426 | 2254 | 733.36 | 29045.24 | 1426 | 33458.6 | 53673 | 0.62338
2017-05-26 | 22:00 | N | 15 | 7.12 | 10.78 | 1 | 21:00 | 337 | 173 | 2842 | 1426 | 5055 | 1231.76 | 30636.76 | 1426 | 38349.52 | 52525.03 | 0.73012
2017-05-26 | 23:00 | N | 15.93 | 8.16 | 8.71 | 0.01 | 22:00 | 394 | 194 | 2842 | 1426 | 6276.42 | 1583.04 | 24753.82 | 14.26 | 32627.54 | 51229.06 | 0.6369
2017-05-26 | 24:00 | N | 16.07 | 7.56 | 6.33 | 0.01 | 23:00 | 389 | 265 | 2985 | 1111 | 6251.23 | 2003.4 | 18895.05 | 11.11 | 27160.79 | 48670.99 | 0.55805
2017-05-27 | 1:00 | N | 9 | 5.29 | 3 | 0.01 | 24:00 | 362 | 243 | 2985 | 1111 | 3258 | 1285.47 | 8955 | 11.11 | 13509.58 | 45619.24 | 0.29614
2017-05-27 | 2:00 | N | 3.5 | 2.61 | 3 | 0.01 | 1:00 | 294 | 212 | 2985 | 1111 | 1029 | 553.32 | 8955 | 11.11 | 10548.43 | 42838.94 | 0.24623
2017-05-27 | 3:00 | N | 3.5 | 2.11 | 2.61 | 0.99 | 2:00 | 236 | 179 | 2985 | 1111 | 826 | 377.69 | 7790.85 | 1099.89 | 10094.43 | 40879.18 | 0.24693
2017-05-27 | 4:00 | N | 2.61 | 2.11 | 2.61 | 0.99 | 3:00 | 201 | 205 | 2985 | 1717 | 524.61 | 432.55 | 7790.85 | 1699.83 | 10447.84 | 39382.78 | 0.26529
2017-05-27 | 5:00 | N | 2.11 | 2.61 | 2.61 | 0.99 | 4:00 | 185 | 205 | 2985 | 1717 | 390.35 | 535.05 | 7790.85 | 1699.83 | 10416.08 | 38496.61 | 0.27057
2017-05-27 | 6:00 | N | 10.42 | 6 | 3 | 1 | 5:00 | 207 | 283 | 2985 | 1717 | 2156.94 | 1698 | 8955 | 1717 | 14526.94 | 38088.56 | 0.3814
2017-05-27 | 7:00 | N | 6.68 | 8.61 | 3.35 | 3.5 | 6:00 | 327 | 438 | 2985 | 1717 | 2184.36 | 3771.18 | 9999.75 | 6009.5 | 21964.79 | 38171.65 | 0.57542
2017-05-27 | 8:00 | N | 4.71 | 3.55 | 3.4 | 3.4 | 7:00 | 249 | 556 | 2872 | 2219 | 1172.79 | 1973.8 | 9764.8 | 7544.6 | 20455.99 | 38414.21 | 0.53251
2017-05-27 | 9:00 | N | 8.11 | 4 | 3 | 3 | 8:00 | 256 | 306 | 2872 | 2219 | 2076.16 | 1224 | 8616 | 6657 | 18573.16 | 39193.12 | 0.47389
2017-05-27 | 10:00 | N | 3.5 | 4.05 | 4.67 | 3.43 | 9:00 | 156 | 343 | 2872 | 2219 | 546 | 1389.15 | 13412.24 | 7611.17 | 22958.56 | 41625.09 | 0.55156
2017-05-27 | 11:00 | N | 2 | 5.55 | 5.38 | 4.93 | 10:00 | 196 | 315 | 2872 | 2219 | 392 | 1748.25 | 15451.36 | 10939.67 | 28531.28 | 44810.08 | 0.63672
2017-05-27 | 12:00 | N | 1 | 6.62 | 7 | 6 | 11:00 | 226 | 326 | 2842 | 1635 | 226 | 2158.12 | 19894 | 9810 | 32088.12 | 47883.83 | 0.67012
2017-05-27 | 13:00 | N | 1 | 8 | 9 | 8 | 12:00 | 222 | 319 | 2842 | 1635 | 222 | 2552 | 25578 | 13080 | 41432 | 50630.64 | 0.81832
2017-05-27 | 14:00 | N | 1.37 | 11.93 | 14.82 | 13.93 | 13:00 | 195 | 299 | 2842 | 1635 | 267.15 | 3567.07 | 42118.44 | 22775.55 | 68728.21 | 53007.02 | 1.2966
2017-05-27 | 15:00 | N | 2.11 | 15.19 | 19.85 | 5.87 | 14:00 | 205 | 237 | 2842 | 1635 | 432.55 | 3600.03 | 56413.7 | 9597.45 | 70043.73 | 54738.35 | 1.2796
2017-05-27 | 16:00 | N | 2.74 | 30.43 | 35.54 | 14.03 | 15:00 | 212 | 213 | 2842 | 1380 | 580.88 | 6481.59 | 101004.68 | 19361.4 | 127428.55 | 56086.24 | 2.272
2017-05-27 | 17:00 | N | 3.5 | 25.01 | 30.1 | 12 | 16:00 | 191 | 237 | 2842 | 1380 | 668.5 | 5927.37 | 85544.2 | 16560 | 108700.07 | 57171.21 | 1.9013
2017-05-27 | 18:00 | N | 3.5 | 11.71 | 16.45 | 6 | 17:00 | 218 | 258 | 2842 | 1380 | 763 | 3021.18 | 46750.9 | 8280 | 58815.08 | 58011.38 | 1.0139
2017-05-27 | 19:00 | N | 6.67 | 5.01 | 10.94 | 3 | 18:00 | 240 | 365 | 2842 | 1380 | 1600.8 | 1828.65 | 31091.48 | 4140 | 38660.93 | 58016.91 | 0.66637
2017-05-27 | 20:00 | N | 3.5 | 7.17 | 10.68 | 3 | 19:00 | 320 | 214 | 2842 | 1426 | 1120 | 1534.38 | 30352.56 | 4278 | 37284.94 | 56862.64 | 0.6557
2017-05-27 | 21:00 | N | 7 | 5.51 | 10 | 0.99 | 20:00 | 322 | 178 | 2842 | 1426 | 2254 | 980.78 | 28420 | 1411.74 | 33066.52 | 54798.2 | 0.60342
2017-05-27 | 22:00 | N | 10 | 4.52 | 5.52 | 0.99 | 21:00 | 337 | 173 | 2842 | 1426 | 3370 | 781.96 | 15687.84 | 1411.74 | 21251.54 | 53193.91 | 0.39951
2017-05-27 | 23:00 | N | 10.03 | 6.2 | 7.04 | 0.01 | 22:00 | 394 | 194 | 2842 | 1426 | 3951.82 | 1202.8 | 20007.68 | 14.26 | 25176.56 | 51851.34 | 0.48555
2017-05-27 | 24:00 | N | 10 | 5.79 | 5.39 | 0.01 | 23:00 | 389 | 265 | 2985 | 1111 | 3890 | 1534.35 | 16089.15 | 11.11 | 21524.61 | 49226.11 | 0.43726
2017-05-28 | 1:00 | N | 8.11 | 3.45 | 3.33 | 0.01 | 24:00 | 362 | 243 | 2985 | 1111 | 2935.82 | 838.35 | 9940.05 | 11.11 | 13725.33 | 46330.55 | 0.29625
2017-05-28 | 2:00 | N | 3.19 | 2.61 | 2.81 | 0.01 | 1:00 | 294 | 212 | 2985 | 1111 | 937.86 | 553.32 | 8387.85 | 11.11 | 9890.14 | 43452.88 | 0.22761
2017-05-28 | 3:00 | N | 3.05 | 2.61 | 2.81 | 1.54 | 2:00 | 236 | 179 | 2985 | 1111 | 719.8 | 467.19 | 8387.85 | 1710.94 | 11285.78 | 41029.21 | 0.27507
2017-05-28 | 4:00 | N | 3.11 | 2.11 | 2.61 | 1.23 | 3:00 | 201 | 205 | 2985 | 1717 | 625.11 | 432.55 | 7790.85 | 2111.91 | 10960.42 | 39109.67 | 0.28025
2017-05-28 | 5:00 | N | 2.11 | 2.61 | 2.81 | 1.31 | 4:00 | 185 | 205 | 2985 | 1717 | 390.35 | 535.05 | 8387.85 | 2249.27 | 11562.52 | 37710.06 | 0.30662
2017-05-28 | 6:00 | N | 20 | 6 | 3 | 1 | 5:00 | 207 | 283 | 2985 | 1717 | 4140 | 1698 | 8955 | 1717 | 16510 | 36700.94 | 0.44985
2017-05-28 | 7:00 | N | 6.36 | 8.61 | 6.94 | 6.61 | 6:00 | 327 | 438 | 2985 | 1717 | 2079.72 | 3771.18 | 20715.9 | 11349.37 | 37916.17 | 36051.04 | 1.0517
2017-05-28 | 8:00 | N | 5.18 | 3 | 3 | 4 | 7:00 | 249 | 556 | 2872 | 2219 | 1289.82 | 1668 | 8616 | 8876 | 20449.82 | 35725.34 | 0.57242
2017-05-28 | 9:00 | N | 6.07 | 3.51 | 3.5 | 3.5 | 8:00 | 256 | 306 | 2872 | 2219 | 1553.92 | 1074.06 | 10052 | 7766.5 | 20446.48 | 36084.05 | 0.56663
2017-05-28 | 10:00 | N | 3.5 | 3.51 | 3.61 | 3.5 | 9:00 | 156 | 343 | 2872 | 2219 | 546 | 1203.93 | 10367.92 | 7766.5 | 19884.35 | 38214.91 | 0.52033
2017-05-28 | 11:00 | N | 2.61 | 5.43 | 5 | 5.43 | 10:00 | 196 | 315 | 2872 | 2219 | 511.56 | 1710.45 | 14360 | 12049.17 | 28631.18 | 40808.5 | 0.7016
2017-05-28 | 12:00 | N | 1.44 | 5 | 4.46 | 5 | 11:00 | 226 | 326 | 2842 | 1635 | 325.44 | 1630 | 12675.32 | 8175 | 22805.76 | 43220.36 | 0.52766
2017-05-28 | 13:00 | N | 1 | 6.3 | 6.5 | 6 | 12:00 | 222 | 319 | 2842 | 1635 | 222 | 2009.7 | 18473 | 9810 | 30514.7 | 45477.71 | 0.67098
2017-05-28 | 14:00 | N | 1.22 | 6.61 | 8.25 | 10 | 13:00 | 195 | 299 | 2842 | 1635 | 237.9 | 1976.39 | 23446.5 | 16350 | 42010.79 | 47459.03 | 0.8852
2017-05-28 | 15:00 | N | 2.11 | 6.54 | 11.81 | 4.87 | 14:00 | 205 | 237 | 2842 | 1635 | 432.55 | 1549.98 | 33564.02 | 7962.45 | 43509 | 48720.65 | 0.89303
2017-05-28 | 16:00 | N | 2.76 | 8.69 | 20.02 | 4.47 | 15:00 | 212 | 213 | 2842 | 1380 | 585.12 | 1850.97 | 56896.84 | 6168.6 | 65501.53 | 49214.23 | 1.3309
2017-05-28 | 17:00 | N | 3.11 | 13.37 | 22.3 | 6 | 16:00 | 191 | 237 | 2842 | 1380 | 594.01 | 3168.69 | 63376.6 | 8280 | 75419.3 | 49478.22 | 1.5243
2017-05-28 | 18:00 | N | 3.5 | 4.76 | 11.45 | 3.18 | 17:00 | 218 | 258 | 2842 | 1380 | 763 | 1228.08 | 32540.9 | 4388.4 | 38920.38 | 49506.93 | 0.78616
2017-05-28 | 19:00 | N | 7 | 4 | 10 | 2.44 | 18:00 | 240 | 365 | 2842 | 1380 | 1680 | 1460 | 28420 | 3367.2 | 34927.2 | 49132.61 | 0.71088
2017-05-28 | 20:00 | N | 3.5 | 5.36 | 6.88 | 1.85 | 19:00 | 320 | 214 | 2842 | 1426 | 1120 | 1147.04 | 19552.96 | 2638.1 | 24458.1 | 48066.33 | 0.50884
2017-05-28 | 21:00 | N | 7 | 4 | 7.11 | 1.3 | 20:00 | 322 | 178 | 2842 | 1426 | 2254 | 712 | 20206.62 | 1853.8 | 25026.42 | 46200.68 | 0.54169
2017-05-28 | 22:00 | N | 10 | 3.17 | 3.69 | 1.22 | 21:00 | 337 | 173 | 2842 | 1426 | 3370 | 548.41 | 10486.98 | 1739.72 | 16145.11 | 45312.99 | 0.3563
2017-05-28 | 23:00 | N | 10 | 4 | 3.87 | 0.01 | 22:00 | 394 | 194 | 2842 | 1426 | 3940 | 776 | 10998.54 | 14.26 | 15728.8 | 44286.26 | 0.35516
2017-05-28 | 24:00 | N | 10 | 4.64 | 4.13 | 0.01 | 23:00 | 389 | 265 | 2985 | 1111 | 3890 | 1229.6 | 12328.05 | 11.11 | 17458.76 | 42140.25 | 0.4143
2017-05-29 | 1:00 | N | 9 | 3.11 | 3.31 | 0.01 | 24:00 | 362 | 243 | 2985 | 1111 | 3258 | 755.73 | 9880.35 | 11.11 | 13905.19 | 39198.02 | 0.35474
2017-05-29 | 2:00 | N | 3.5 | 2.11 | 2.5 | 0.01 | 1:00 | 294 | 212 | 2985 | 1111 | 1029 | 447.32 | 7462.5 | 11.11 | 8949.93 | 36014.84 | 0.24851
2017-05-29 | 3:00 | N | 2.66 | 1.5 | 2.5 | 1.75 | 2:00 | 236 | 179 | 2985 | 1111 | 627.76 | 268.5 | 7462.5 | 1944.25 | 10303.01 | 33850.23 | 0.30437
2017-05-29 | 4:00 | N | 2.11 | 1.5 | 2.5 | 1.57 | 3:00 | 201 | 205 | 2985 | 1717 | 424.11 | 307.5 | 7462.5 | 2695.69 | 10889.8 | 32316.2 | 0.33698
2017-05-29 | 5:00 | N | 2.11 | 2.11 | 2.5 | 1.51 | 4:00 | 185 | 205 | 2985 | 1717 | 390.35 | 432.55 | 7462.5 | 2592.67 | 10878.07 | 31404.22 | 0.34639
2017-05-29 | 6:00 | N | 20 | 3.11 | 2.61 | 1.42 | 5:00 | 207 | 283 | 2985 | 1717 | 4140 | 880.13 | 7790.85 | 2438.14 | 15249.12 | 31096.81 | 0.49038
2017-05-29 | 7:00 | N | 3.5 | 6.04 | 3.33 | 4.04 | 6:00 | 327 | 438 | 2985 | 1717 | 1144.5 | 2645.52 | 9940.05 | 6936.68 | 20666.75 | 31388.37 | 0.65842
2017-05-29 | 8:00 | N | 3 | 2.61 | 2.61 | 3.4 | 7:00 | 249 | 556 | 2872 | 2219 | 747 | 1451.16 | 7495.92 | 7544.6 | 17238.68 | 31770.5 | 0.5426
2017-05-29 | 9:00 | N | 3.94 | 2.61 | 2.61 | 2.6 | 8:00 | 256 | 306 | 2872 | 2219 | 1008.64 | 798.66 | 7495.92 | 5769.4 | 15072.62 | 32108.82 | 0.46942
2017-05-29 | 10:00 | N | 2.61 | 2.81 | 3 | 2.8 | 9:00 | 156 | 343 | 2872 | 2219 | 407.16 | 963.83 | 8616 | 6213.2 | 16200.19 | 33460.99 | 0.48415
2017-05-29 | 11:00 | N | 2.11 | 3 | 3 | 4.45 | 10:00 | 196 | 315 | 2872 | 2219 | 413.56 | 945 | 8616 | 9874.55 | 19849.11 | 35796.65 | 0.5545
2017-05-29 | 12:00 | N | 1 | 3.11 | 3.11 | 3 | 11:00 | 226 | 326 | 2842 | 1635 | 226 | 1013.86 | 8838.62 | 4905 | 14983.48 | 38254.43 | 0.39168
2017-05-29 | 13:00 | N | 1 | 4.06 | 4.36 | 4.06 | 12:00 | 222 | 319 | 2842 | 1635 | 222 | 1295.14 | 12391.12 | 6638.1 | 20546.36 | 40452 | 0.50792
2017-05-29 | 14:00 | N | 1 | 7.61 | 8.04 | 7 | 13:00 | 195 | 299 | 2842 | 1635 | 195 | 2275.39 | 22849.68 | 11445 | 36765.07 | 42403.72 | 0.86702
2017-05-29 | 15:00 | N | 1 | 9.39 | 13.26 | 3 | 14:00 | 205 | 237 | 2842 | 1635 | 205 | 2225.43 | 37684.92 | 4905 | 45020.35 | 44285.14 | 1.0166
2017-05-29 | 16:00 | N | 2.61 | 6.49 | 12.14 | 2.97 | 15:00 | 212 | 213 | 2842 | 1380 | 553.32 | 1382.37 | 34501.88 | 4098.6 | 40536.17 | 45995.55 | 0.88131
2017-05-29 | 17:00 | N | 5.12 | 12.22 | 17.7 | 3 | 16:00 | 191 | 237 | 2842 | 1380 | 977.92 | 2896.14 | 50303.4 | 4140 | 58317.46 | 47733.2 | 1.2217
2017-05-29 | 18:00 | N | 9.11 | 4 | 9.57 | 2.77 | 17:00 | 218 | 258 | 2842 | 1380 | 1985.98 | 1032 | 27197.94 | 3822.6 | 34038.52 | 49143.86 | 0.69263
2017-05-29 | 19:00 | N | 7 | 4.72 | 6.52 | 0.99 | 18:00 | 240 | 365 | 2842 | 1380 | 1680 | 1722.8 | 18529.84 | 1366.2 | 23298.84 | 49919.48 | 0.46673
2017-05-29 | 20:00 | N | 3.5 | 3.92 | 4.72 | 1 | 19:00 | 320 | 214 | 2842 | 1426 | 1120 | 838.88 | 13414.24 | 1426 | 16799.12 | 49478.93 | 0.33952
2017-05-29 | 21:00 | N | 7 | 4.46 | 5.46 | 1 | 20:00 | 322 | 178 | 2842 | 1426 | 2254 | 793.88 | 15517.32 | 1426 | 19991.2 | 47972.75 | 0.41672
2017-05-29 | 22:00 | N | 10 | 4 | 5 | 1 | 21:00 | 337 | 173 | 2842 | 1426 | 3370 | 692 | 14210 | 1426 | 19698 | 46826.44 | 0.42066
2017-05-29 | 23:00 | N | 20 | 4 | 4.26 | 0.01 | 22:00 | 394 | 194 | 2842 | 1426 | 7880 | 776 | 12106.92 | 14.26 | 20777.18 | 45580.19 | 0.45584
2017-05-29 | 24:00 | N | 10.53 | 8.11 | 7.61 | 0.01 | 23:00 | 389 | 265 | 2985 | 1111 | 4096.17 | 2149.15 | 22715.85 | 11.11 | 28972.28 | 42234.91 | 0.68598
2017-05-30 | 1:00 | N | 9 | 6 | 5.76 | 0.01 | 24:00 | 362 | 243 | 2985 | 1111 | 3258 | 1458 | 17193.6 | 11.11 | 21920.71 | 38215.86 | 0.5736
2017-05-30 | 2:00 | N | 3.67 | 3.01 | 3.21 | 0.01 | 1:00 | 294 | 212 | 2985 | 1111 | 1078.98 | 638.12 | 9581.85 | 11.11 | 11310.06 | 35122.24 | 0.32202
2017-05-30 | 3:00 | N | 3.5 | 2.61 | 3 | 1 | 2:00 | 236 | 179 | 2985 | 1111 | 826 | 467.19 | 8955 | 1111 | 11359.19 | 32955.77 | 0.34468
2017-05-30 | 4:00 | N | 2.61 | 2.61 | 3 | 0.99 | 3:00 | 201 | 205 | 2985 | 1717 | 524.61 | 535.05 | 8955 | 1699.83 | 11714.49 | 31601.59 | 0.37069
2017-05-30 | 5:00 | N | 2.11 | 3 | 3 | 1.26 | 4:00 | 185 | 205 | 2985 | 1717 | 390.35 | 615 | 8955 | 2163.42 | 12123.77 | 30913.81 | 0.39218
2017-05-30 | 6:00 | N | 10 | 8.11 | 7 | 0.99 | 5:00 | 207 | 283 | 2985 | 1717 | 2070 | 2295.13 | 20895 | 1699.83 | 26959.96 | 31083.12 | 0.86735
2017-05-30 | 7:00 | N | 4.28 | 10.03 | 10.03 | 5.62 | 6:00 | 327 | 438 | 2985 | 1717 | 1399.56 | 4393.14 | 29939.55 | 9649.54 | 45381.79 | 32707.95 | 1.3875
2017-05-30 | 8:00 | N | 3.33 | 4.05 | 4.65 | 4.05 | 7:00 | 249 | 556 | 2872 | 2219 | 829.17 | 2251.8 | 13354.8 | 8986.95 | 25422.72 | 35221.44 | 0.7218
2017-05-30 | 9:00 | N | 3.7 | 5.1 | 7 | 3.5 | 8:00 | 256 | 306 | 2872 | 2219 | 947.2 | 1560.6 | 20104 | 7766.5 | 30378.3 | 36865.2 | 0.82404
2017-05-30 | 10:00 | N | 2 | 5.04 | 6.62 | 3.44 | 9:00 | 156 | 343 | 2872 | 2219 | 312 | 1728.72 | 19012.64 | 7633.36 | 28686.72 | 39255.08 | 0.73078
2017-05-30 | 11:00 | N | 1 | 4.99 | 5.91 | 4.37 | 10:00 | 196 | 315 | 2872 | 2219 | 196 | 1571.85 | 16973.52 | 9697.03 | 28438.4 | 42215.34 | 0.67365
2017-05-30 | 12:00 | N | 1 | 6.62 | 7 | 6 | 11:00 | 226 | 326 | 2842 | 1635 | 226 | 2158.12 | 19894 | 9810 | 32088.12 | 45338.41 | 0.70775
2017-05-30 | 13:00 | N | 1 | 7.96 | 8.96 | 7.5 | 12:00 | 222 | 319 | 2842 | 1635 | 222 | 2539.24 | 25464.32 | 12262.5 | 40488.06 | 48230.74 | 0.83947
2017-05-30 | 14:00 | N | 1 | 9.54 | 10.54 | 10 | 13:00 | 195 | 299 | 2842 | 1635 | 195 | 2852.46 | 29954.68 | 16350 | 49352.14 | 50821.97 | 0.97108
2017-05-30 | 15:00 | N | 1.25 | 11.62 | 14.88 | 1.51 | 14:00 | 205 | 237 | 2842 | 1635 | 256.25 | 2753.94 | 42288.96 | 2468.85 | 47768 | 53135.21 | 0.89899
2017-05-30 | 16:00 | N | 2.61 | 16.19 | 20.75 | 0.99 | 15:00 | 212 | 213 | 2842 | 1380 | 553.32 | 3448.47 | 58971.5 | 1366.2 | 64339.49 | 54778.03 | 1.1745
2017-05-30 | 17:00 | N | 6.5 | 15.2 | 21.83 | 1.39 | 16:00 | 191 | 237 | 2842 | 1380 | 1241.5 | 3602.4 | 62040.86 | 1918.2 | 68802.96 | 55439.55 | 1.241
2017-05-30 | 18:00 | N | 9.11 | 4.94 | 10.74 | 2.65 | 17:00 | 218 | 258 | 2842 | 1380 | 1985.98 | 1274.52 | 30523.08 | 3657 | 37440.58 | 55246.09 | 0.67771
2017-05-30 | 19:00 | N | 7 | 2.24 | 6.51 | 0.99 | 18:00 | 240 | 365 | 2842 | 1380 | 1680 | 817.6 | 18501.42 | 1366.2 | 22365.22 | 54380.01 | 0.41128
2017-05-30 | 20:00 | N | 3.5 | 6.48 | 7.26 | 0.99 | 19:00 | 320 | 214 | 2842 | 1426 | 1120 | 1386.72 | 20632.92 | 1411.74 | 24551.38 | 52582.77 | 0.46691
2017-05-30 | 21:00 | N | 7 | 7.86 | 8.87 | 0.99 | 20:00 | 322 | 178 | 2842 | 1426 | 2254 | 1399.08 | 25208.54 | 1411.74 | 30273.36 | 50669.95 | 0.59746
2017-05-30 | 22:00 | N | 10 | 4 | 4.74 | 0.99 | 21:00 | 337 | 173 | 2842 | 1426 | 3370 | 692 | 13471.08 | 1411.74 | 18944.82 | 49331.03 | 0.38403
2017-05-30 | 23:00 | N | 12.11 | 4.33 | 4.53 | 0.01 | 22:00 | 394 | 194 | 2842 | 1426 | 4771.34 | 840.02 | 12874.26 | 14.26 | 18499.88 | 47777.23 | 0.38721
2017-05-30 | 24:00 | N | 10.03 | 8.61 | 7.61 | 0.01 | 23:00 | 389 | 265 | 2985 | 1111 | 3901.67 | 2281.65 | 22715.85 | 11.11 | 28910.28 | 44145.91 | 0.65488
2017-05-31 | 1:00 | N | 7 | 3.11 | 3 | 0.01 | 24:00 | 362 | 243 | 2985 | 1111 | 2534 | 755.73 | 8955 | 11.11 | 12255.84 | 40165.2 | 0.30514
2017-05-31 | 2:00 | N | 3.5 | 2.42 | 2.62 | 0.01 | 1:00 | 294 | 212 | 2985 | 1111 | 1029 | 513.04 | 7820.7 | 11.11 | 9373.85 | 36931.99 | 0.25381
2017-05-31 | 3:00 | N | 3.5 | 2.41 | 2.61 | 1 | 2:00 | 236 | 179 | 2985 | 1111 | 826 | 431.39 | 7790.85 | 1111 | 10159.24 | 34742.17 | 0.29242
2017-05-31 | 4:00 | N | 2.61 | 2.41 | 2.61 | 0.99 | 3:00 | 201 | 205 | 2985 | 1717 | 524.61 | 494.05 | 7790.85 | 1699.83 | 10509.34 | 33337.21 | 0.31524
2017-05-31 | 5:00 | N | 1.84 | 2.61 | 2.62 | 1.55 | 4:00 | 185 | 205 | 2985 | 1717 | 340.4 | 535.05 | 7820.7 | 2661.35 | 11357.5 | 32556.45 | 0.34886
2017-05-31 | 6:00 | N | 9.11 | 6 | 3 | 0.99 | 5:00 | 207 | 283 | 2985 | 1717 | 1885.77 | 1698 | 8955 | 1699.83 | 14238.6 | 32648.25 | 0.43612
2017-05-31 | 7:00 | N | 2.61 | 9.04 | 5.1 | 4.65 | 6:00 | 327 | 438 | 2985 | 1717 | 853.47 | 3959.52 | 15223.5 | 7984.05 | 28020.54 | 34067.16 | 0.82251
2017-05-31 | 8:00 | N | 3.11 | 3.85 | 4.04 | 3.44 | 7:00 | 249 | 556 | 2872 | 2219 | 774.39 | 2140.6 | 11602.88 | 7633.36 | 22151.23 | 36479.8 | 0.60722
2017-05-31 | 9:00 | N | 3.5 | 3.98 | 4.18 | 3.2 | 8:00 | 256 | 306 | 2872 | 2219 | 896 | 1217.88 | 12004.96 | 7100.8 | 21219.64 | 37977.85 | 0.55874
2017-05-31 | 10:00 | N | 2.61 | 4.12 | 5.12 | 3.5 | 9:00 | 156 | 343 | 2872 | 2219 | 407.16 | 1413.16 | 14704.64 | 7766.5 | 24291.46 | 39840.32 | 0.60972
2017-05-31 | 11:00 | N | 2.11 | 5.67 | 6.37 | 5.17 | 10:00 | 196 | 315 | 2872 | 2219 | 413.56 | 1786.05 | 18294.64 | 11472.23 | 31966.48 | 42311.21 | 0.75551
2017-05-31 | 12:00 | N | 2 | 8.12 | 8.7 | 7.5 | 11:00 | 226 | 326 | 2842 | 1635 | 452 | 2647.12 | 24725.4 | 12262.5 | 40087.02 | 45139.33 | 0.88807
2017-05-31 | 13:00 | N | 1 | 6.96 | 7.96 | 7.44 | 12:00 | 222 | 319 | 2842 | 1635 | 222 | 2220.24 | 22622.32 | 12164.4 | 37228.96 | 47883.49 | 0.77749
2017-05-31 | 14:00 | N | 1 | 6.39 | 10 | 7.43 | 13:00 | 195 | 299 | 2842 | 1635 | 195 | 1910.61 | 28420 | 12148.05 | 42673.66 | 50440.11 | 0.84603
2017-05-31 | 15:00 | N | 2.02 | 8.82 | 15.21 | 5 | 14:00 | 205 | 237 | 2842 | 1635 | 414.1 | 2090.34 | 43226.82 | 8175 | 53906.26 | 52704.3 | 1.0228
2017-05-31 | 16:00 | N | 2.62 | 13.96 | 19.75 | 5 | 15:00 | 212 | 213 | 2842 | 1380 | 555.44 | 2973.48 | 56129.5 | 6900 | 66558.42 | 54204.18 | 1.2279
2017-05-31 | 17:00 | N | 4 | 14.12 | 19.41 | 5 | 16:00 | 191 | 237 | 2842 | 1380 | 764 | 3346.44 | 55163.22 | 6900 | 66173.66 | 55090.35 | 1.2012
2017-05-31 | 18:00 | N | 8.11 | 4.14 | 10.35 | 3.99 | 17:00 | 218 | 258 | 2842 | 1380 | 1767.98 | 1068.12 | 29414.7 | 5506.2 | 37757 | 55340.29 | 0.68227
2017-05-31 | 19:00 | N | 8.11 | 5 | 8.33 | 3 | 18:00 | 240 | 365 | 2842 | 1380 | 1946.4 | 1825 | 23673.86 | 4140 | 31585.26 | 54535.22 | 0.57917
2017-05-31 | 20:00 | N | 3.5 | 7.39 | 8.39 | 1.74 | 19:00 | 320 | 214 | 2842 | 1426 | 1120 | 1581.46 | 23844.38 | 2481.24 | 29027.08 | 52378.16 | 0.55418
2017-05-31 | 21:00 | N | 7 | 4 | 7.01 | 1.32 | 20:00 | 322 | 178 | 2842 | 1426 | 2254 | 712 | 19922.42 | 1882.32 | 24770.74 | 50134.55 | 0.49409
2017-05-31 | 22:00 | N | 8.61 | 3.56 | 4.26 | 1.34 | 21:00 | 337 | 173 | 2842 | 1426 | 2901.57 | 615.88 | 12106.92 | 1910.84 | 17535.21 | 49149.16 | 0.35678
2017-05-31 | 23:00 | N | 7.32 | 4 | 4.27 | 0.01 | 22:00 | 394 | 194 | 2842 | 1426 | 2884.08 | 776 | 12135.34 | 14.26 | 15809.68 | 47676.81 | 0.3316
2017-05-31 | 24:00 | N | 8.11 | 8 | 3.76 | 0.01 | 23:00 | 389 | 265 | 2985 | 1111 | 3154.79 | 2120 | 11223.6 | 11.11 | 16509.5 | 44270.21 | 0.37293
2017-06-01 | 1:00 | N | 7 | 3.3 | 3 | 0.3 | 24:00 | 362 | 243 | 2985 | 1111 | 2534 | 801.9 | 8955 | 333.3 | 12624.2 | 40533.6 | 0.31145
2017-06-01 | 2:00 | N | 3.5 | 2.86 | 3 | 0.3 | 1:00 | 294 | 212 | 2985 | 1111 | 1029 | 606.32 | 8955 | 333.3 | 10923.62 | 37296.55 | 0.29289
2017-06-01 | 3:00 | N | 2.61 | 2.56 | 2.76 | 0.99 | 2:00 | 236 | 179 | 2985 | 1111 | 615.96 | 458.24 | 8238.6 | 1099.89 | 10412.69 | 35135.95 | 0.29635
2017-06-01 | 4:00 | N | 1.33 | 2.4 | 2.61 | 0.99 | 3:00 | 201 | 205 | 2985 | 1717 | 267.33 | 492 | 7790.85 | 1699.83 | 10250.01 | 33732.97 | 0.30386
2017-06-01 | 5:00 | N | 1 | 2.59 | 2.79 | 1.25 | 4:00 | 185 | 205 | 2985 | 1717 | 185 | 530.95 | 8328.15 | 2146.25 | 11190.35 | 32904.22 | 0.34009
2017-06-01 | 6:00 | N | 2.96 | 4.03 | 3 | 0.99 | 5:00 | 207 | 283 | 2985 | 1717 | 612.72 | 1140.49 | 8955 | 1699.83 | 12408.04 | 33014.7 | 0.37583
2017-06-01 | 7:00 | N | 2.61 | 5 | 3.96 | 4.17 | 6:00 | 327 | 438 | 2985 | 1717 | 853.47 | 2190 | 11820.6 | 7159.89 | 22023.96 | 34525.94 | 0.6379
2017-06-01 | 8:00 | N | 2.11 | 4.13 | 4 | 3.4 | 7:00 | 249 | 556 | 2872 | 2219 | 525.39 | 2296.28 | 11488 | 7544.6 | 21854.27 | 36995.88 | 0.59072
2017-06-01 | 9:00 | N | 3.11 | 4.15 | 3.3 | 2.85 | 8:00 | 256 | 306 | 2872 | 2219 | 796.16 | 1269.9 | 9477.6 | 6324.15 | 17867.81 | 38202.93 | 0.46771
2017-06-01 | 10:00 | N | 3.5 | 5.15 | 4.85 | 3.5 | 9:00 | 156 | 343 | 2872 | 2219 | 546 | 1766.45 | 13929.2 | 7766.5 | 24008.15 | 39700.62 | 0.60473
2017-06-01 | 11:00 | N | 2.11 | 4.6 | 4.21 | 3 | 10:00 | 196 | 315 | 2872 | 2219 | 413.56 | 1449 | 12091.12 | 6657 | 20610.68 | 41769.47 | 0.49344
2017-06-01 | 12:00 | N | 1 | 5.2 | 6.2 | 3 | 11:00 | 226 | 326 | 2842 | 1635 | 226 | 1695.2 | 17620.4 | 4905 | 24446.6 | 44114.15 | 0.55417
2017-06-01 | 13:00 | N | 1 | 5.44 | 6.83 | 5 | 12:00 | 222 | 319 | 2842 | 1635 | 222 | 1735.36 | 19410.86 | 8175 | 29543.22 | 46063.89 | 0.64135
2017-06-01 | 14:00 | N | 1 | 5.3 | 9.24 | 4.47 | 13:00 | 195 | 299 | 2842 | 1635 | 195 | 1584.7 | 26260.08 | 7308.45 | 35348.23 | 47883 | 0.73822
2017-06-01 | 15:00 | N | 1 | 10.46 | 15.32 | 1.36 | 14:00 | 205 | 237 | 2842 | 1635 | 205 | 2479.02 | 43539.44 | 2223.6 | 48447.06 | 49420.17 | 0.98031
2017-06-01 | 16:00 | N | 2.11 | 10.83 | 15.37 | 1.31 | 15:00 | 212 | 213 | 2842 | 1380 | 447.32 | 2306.79 | 43681.54 | 1807.8 | 48243.45 | 50193.57 | 0.96115
2017-06-01 | 17:00 | N | 2.11 | 10.38 | 16.31 | 1.21 | 16:00 | 191 | 237 | 2842 | 1380 | 403.01 | 2460.06 | 46353.02 | 1669.8 | 50885.89 | 51072.25 | 0.99635
2017-06-01 | 18:00 | N | 7.02 | 2.52 | 9.48 | 1.54 | 17:00 | 218 | 258 | 2842 | 1380 | 1530.36 | 650.16 | 26942.16 | 2125.2 | 31247.88 | 51420.04 | 0.6077
2017-06-01 | 19:00 | N | 7 | 4.75 | 7.01 | 1.49 | 18:00 | 240 | 365 | 2842 | 1380 | 1680 | 1733.75 | 19922.42 | 2056.2 | 25392.37 | 51443.1 | 0.4936
2017-06-01 | 20:00 | N | 5.49 | 5.27 | 6.99 | 0.95 | 19:00 | 320 | 214 | 2842 | 1426 | 1756.8 | 1127.78 | 19865.58 | 1354.7 | 24104.86 | 50699.98 | 0.47544
2017-06-01 | 21:00 | N | 4.11 | 3.23 | 5.6 | 0.95 | 20:00 | 322 | 178 | 2842 | 1426 | 1323.42 | 574.94 | 15915.2 | 1354.7 | 19168.26 | 49233.15 | 0.38934
2017-06-01 | 22:00 | N | 17.33 | 4 | 4.91 | 0.95 | 21:00 | 337 | 173 | 2842 | 1426 | 5840.21 | 692 | 13954.22 | 1354.7 | 21841.13 | 48101.37 | 0.45406
2017-06-01 | 23:00 | N | 11.79 | 5 | 4.85 | 0.3 | 22:00 | 394 | 194 | 2842 | 1426 | 4645.26 | 970 | 13783.7 | 427.8 | 19826.76 | 46899.35 | 0.42275
2017-06-01 | 24:00 | N | 12 | 5 | 3 | 0.3 | 23:00 | 389 | 265 | 2985 | 1111 | 4668 | 1325 | 8955 | 333.3 | 15281.3 | 43918.27 | 0.34795
2017-06-02 | 1:00 | N | 7 | 3.4 | 3 | 0.3 | 24:00 | 362 | 243 | 2985 | 1111 | 2534 | 826.2 | 8955 | 333.3 | 12648.5 | 40446.52 | 0.31272
2017-06-02 | 2:00 | N | 3.5 | 2.61 | 2.61 | 0.3 | 1:00 | 294 | 212 | 2985 | 1111 | 1029 | 553.32 | 7790.85 | 333.3 | 9706.47 | 37575.42 | 0.25832
2017-06-02 | 3:00 | N | 2.61 | 2.3 | 2.5 | 0.97 | 2:00 | 236 | 179 | 2985 | 1111 | 615.96 | 411.7 | 7462.5 | 1077.67 | 9567.83 | 35437.1 | 0.26999
2017-06-02 | 4:00 | N | 1.5 | 1.5 | 2.5 | 0.97 | 3:00 | 201 | 205 | 2985 | 1717 | 301.5 | 307.5 | 7462.5 | 1665.49 | 9736.99 | 34065.98 | 0.28583
2017-06-02 | 5:00 | N | 1 | 2.3 | 2.5 | 1.18 | 4:00 | 185 | 205 | 2985 | 1717 | 185 | 471.5 | 7462.5 | 2026.06 | 10145.06 | 33251.37 | 0.3051
2017-06-02 | 6:00 | N | 3.39 | 5 | 2.95 | 1 | 5:00 | 207 | 283 | 2985 | 1717 | 701.73 | 1415 | 8805.75 | 1717 | 12639.48 | 33482.48 | 0.3775
2017-06-02 | 7:00 | N | 2 | 4.6 | 3 | 3.5 | 6:00 | 327 | 438 | 2985 | 1717 | 654 | 2014.8 | 8955 | 6009.5 | 17633.3 | 34922.03 | 0.50493
2017-06-02 | 8:00 | N | 2 | 4 | 3 | 3.5 | 7:00 | 249 | 556 | 2872 | 2219 | 498 | 2224 | 8616 | 7766.5 | 19104.5 | 37048.01 | 0.51567
2017-06-02 | 9:00 | N | 3.5 | 4.62 | 3.31 | 3.02 | 8:00 | 256 | 306 | 2872 | 2219 | 896 | 1413.72 | 9506.32 | 6701.38 | 18517.42 | 38592.76 | 0.47982
2017-06-02 | 10:00 | N | 3.5 | 5 | 4.42 | 3.97 | 9:00 | 156 | 343 | 2872 | 2219 | 546 | 1715 | 12694.24 | 8809.43 | 23764.67 | 40610.79 | 0.58518
2017-06-02 | 11:00 | N | 2.61 | 4.71 | 3.56 | 3.11 | 10:00 | 196 | 315 | 2872 | 2219 | 511.56 | 1483.65 | 10224.32 | 6901.09 | 19120.62 | 43014.95 | 0.44451
2017-06-02 | 12:00 | N | 1 | 5 | 4.65 | 3.48 | 11:00 | 226 | 326 | 2842 | 1635 | 226 | 1630 | 13215.3 | 5689.8 | 20761.1 | 45630.31 | 0.45498
2017-06-02 | 13:00 | N | 1 | 4.32 | 5 | 3.95 | 12:00 | 222 | 319 | 2842 | 1635 | 222 | 1378.08 | 14210 | 6458.25 | 22268.33 | 47849.58 | 0.46538
2017-06-02 | 14:00 | N | 1 | 4.52 | 8.35 | 4.52 | 13:00 | 195 | 299 | 2842 | 1635 | 195 | 1351.48 | 23730.7 | 7390.2 | 32667.38 | 49398.51 | 0.6613
2017-06-02 | 15:00 | N | 1 | 9.68 | 13.68 | 1.31 | 14:00 | 205 | 237 | 2842 | 1635 | 205 | 2294.16 | 38878.56 | 2141.85 | 43519.57 | 51017.87 | 0.85303
2017-06-02 | 16:00 | N | 2.2 | 12.08 | 16.09 | 1.28 | 15:00 | 212 | 213 | 2842 | 1380 | 466.4 | 2573.04 | 45727.78 | 1766.4 | 50533.62 | 51990.07 | 0.97199
2017-06-02 | 17:00 | N | 2.36 | 11.74 | 16.47 | 1.27 | 16:00 | 191 | 237 | 2842 | 1380 | 450.76 | 2782.38 | 46807.74 | 1752.6 | 51793.48 | 51683.25 | 1.0021
2017-06-02 | 18:00 | N | 3.5 | 3.82 | 8.51 | 0.99 | 17:00 | 218 | 258 | 2842 | 1380 | 763 | 985.56 | 24185.42 | 1366.2 | 27300.18 | 50854.61 | 0.53683
2017-06-02 | 19:00 | N | 7 | 5 | 7.23 | 1.27 | 18:00 | 240 | 365 | 2842 | 1380 | 1680 | 1825 | 20547.66 | 1752.6 | 25805.26 | 50038.67 | 0.51571
2017-06-02 | 20:00 | N | 5.89 | 4.08 | 5.36 | 0.97 | 19:00 | 320 | 214 | 2842 | 1426 | 1884.8 | 873.12 | 15233.12 | 1383.22 | 19374.26 | 48794.2 | 0.39706
2017-06-02 | 21:00 | N | 6 | 3.73 | 5.27 | 0.97 | 20:00 | 322 | 178 | 2842 | 1426 | 1932 | 663.94 | 14977.34 | 1383.22 | 18956.5 | 47142.27 | 0.40211
2017-06-02 | 22:00 | N | 17.44 | 3.11 | 3.89 | 0.97 | 21:00 | 337 | 173 | 2842 | 1426 | 5877.28 | 538.03 | 11055.38 | 1383.22 | 18853.91 | 46001.26 | 0.40986
2017-06-02 | 23:00 | N | 10.03 | 6.65 | 5 | 0.3 | 22:00 | 394 | 194 | 2842 | 1426 | 3951.82 | 1290.1 | 14210 | 427.8 | 19879.72 | 45028.33 | 0.44149
2017-06-02 | 24:00 | N | 9.11 | 4.77 | 3.89 | 0.3 | 23:00 | 389 | 265 | 2985 | 1111 | 3543.79 | 1264.05 | 11611.65 | 333.3 | 16752.79 | 42773.55 | 0.39166
2017-06-03 | 1:00 | N | 7 | 4.6 | 4.32 | 0.3 | 24:00 | 362 | 243 | 2985 | 1111 | 2534 | 1117.8 | 12895.2 | 333.3 | 16880.3 | 39787.31 | 0.42426
2017-06-03 | 2:00 | N | 3.5 | 2.61 | 2.81 | 0.3 | 1:00 | 294 | 212 | 2985 | 1111 | 1029 | 553.32 | 8387.85 | 333.3 | 10303.47 | 37006.57 | 0.27842
2017-06-03 | 3:00 | N | 2.84 | 2.4 | 2.75 | 0.97 | 2:00 | 236 | 179 | 2985 | 1111 | 670.24 | 429.6 | 8208.75 | 1077.67 | 10386.26 | 34992.24 | 0.29682
2017-06-03 | 4:00 | N | 1.44 | 2.4 | 2.75 | 0.99 | 3:00 | 201 | 205 | 2985 | 1717 | 289.44 | 492 | 8208.75 | 1699.83 | 10690.02 | 33545.37 | 0.31867
2017-06-03 | 5:00 | N | 1 | 2.52 | 2.72 | 1.3 | 4:00 | 185 | 205 | 2985 | 1717 | 185 | 516.6 | 8119.2 | 2232.1 | 11052.9 | 32639.29 | 0.33864
2017-06-03 | 6:00 | N | 2.61 | 3.41 | 3 | 1 | 5:00 | 207 | 283 | 2985 | 1717 | 540.27 | 965.03 | 8955 | 1717 | 12177.3 | 32297.86 | 0.37703
2017-06-03 | 7:00 | N | 2.61 | 4.26 | 3.3 | 4.25 | 6:00 | 327 | 438 | 2985 | 1717 | 853.47 | 1865.88 | 9850.5 | 7297.25 | 19867.1 | 32560.49 | 0.61016
2017-06-03 | 8:00 | N | 2.61 | 4 | 3 | 4 | 7:00 | 249 | 556 | 2872 | 2219 | 649.89 | 2224 | 8616 | 8876 | 20365.89 | 33243.67 | 0.61262
2017-06-03 | 9:00 | N | 3.5 | 4.3 | 3.3 | 3.5 | 8:00 | 256 | 306 | 2872 | 2219 | 896 | 1315.8 | 9477.6 | 7766.5 | 19455.9 | 34302.58 | 0.56718
2017-06-03 | 10:00 | N | 3.5 | 5.12 | 5.21 | 4.76 | 9:00 | 156 | 343 | 2872 | 2219 | 546 | 1756.16 | 14963.12 | 10562.44 | 27827.72 | 36686.92 | 0.75852
2017-06-03 | 11:00 | N | 2.61 | 5.6 | 5.6 | 4 | 10:00 | 196 | 315 | 2872 | 2219 | 511.56 | 1764 | 16083.2 | 8876 | 27234.76 | 39415.98 | 0.69096
2017-06-03 | 12:00 | N | 1 | 5.62 | 5.48 | 5 | 11:00 | 226 | 326 | 2842 | 1635 | 226 | 1832.12 | 15574.16 | 8175 | 25807.28 | 42189.34 | 0.6117
2017-06-03 | 13:00 | N | 1 | 5.41 | 6.41 | 6 | 12:00 | 222 | 319 | 2842 | 1635 | 222 | 1725.79 | 18217.22 | 9810 | 29975.01 | 44599.79 | 0.67209
2017-06-03 | 14:00 | N | 1 | 8.48 | 10.8 | 7.42 | 13:00 | 195 | 299 | 2842 | 1635 | 195 | 2535.52 | 30693.6 | 12131.7 | 45555.82 | 46352.72 | 0.98281
2017-06-03 | 15:00 | N | 1.15 | 13.78 | 15.51 | 1.47 | 14:00 | 205 | 237 | 2842 | 1635 | 235.75 | 3265.86 | 44079.42 | 2403.45 | 49984.48 | 47883.85 | 1.0439
2017-06-03 | 16:00 | N | 2.11 | 19.88 | 21.12 | 1.47 | 15:00 | 212 | 213 | 2842 | 1380 | 447.32 | 4234.44 | 60023.04 | 2028.6 | 66733.4 | 48958.68 | 1.3631
2017-06-03 | 17:00 | N | 2.11 | 22.45 | 24.93 | 1.37 | 16:00 | 191 | 237 | 2842 | 1380 | 403.01 | 5320.65 | 70851.06 | 1890.6 | 78465.32 | 49699.45 | 1.5788
2017-06-03 | 18:00 | N | 3.5 | 8.81 | 10.29 | 1.49 | 17:00 | 218 | 258 | 2842 | 1380 | 763 | 2272.98 | 29244.18 | 2056.2 | 34336.36 | 50128.81 | 0.68496
2017-06-03 | 19:00 | N | 3.5 | 4.51 | 7.16 | 1.39 | 18:00 | 240 | 365 | 2842 | 1380 | 840 | 1646.15 | 20348.72 | 1918.2 | 24753.07 | 49766.52 | 0.49738
2017-06-03 | 20:00 | N | 3.5 | 5.88 | 7.21 | 0.97 | 19:00 | 320 | 214 | 2842 | 1426 | 1120 | 1258.32 | 20490.82 | 1383.22 | 24252.36 | 48431.35 | 0.50076
2017-06-03 | 21:00 | N | 5.11 | 3.76 | 4.76 | 0.97 | 20:00 | 322 | 178 | 2842 | 1426 | 1645.42 | 669.28 | 13527.92 | 1383.22 | 17225.84 | 46572.2 | 0.36987
2017-06-03 | 22:00 | N | 16.59 | 4.72 | 5.17 | 0.95 | 21:00 | 337 | 173 | 2842 | 1426 | 5590.83 | 816.56 | 14693.14 | 1354.7 | 22455.23 | 45651.73 | 0.49188
2017-06-03 | 23:00 | N | 7.4 | 5.48 | 5.7 | 0.3 | 22:00 | 394 | 194 | 2842 | 1426 | 2915.6 | 1063.12 | 16199.4 | 427.8 | 20605.92 | 44568.76 | 0.46234
2017-06-03 | 24:00 | N | 7 | 4 | 3.93 | 0.3 | 23:00 | 389 | 265 | 2985 | 1111 | 2723 | 1060 | 11731.05 | 333.3 | 15847.35 | 42139.82 | 0.37607
2017-06-04 | 1:00 | N | 8.11 | 5.49 | 5.49 | 0.3 | 24:00 | 362 | 243 | 2985 | 1111 | 2935.82 | 1334.07 | 16387.65 | 333.3 | 20990.84 | 39368.34 | 0.53319
2017-06-04 | 2:00 | N | 2.64 | 2.96 | 3 | 0.3 | 1:00 | 294 | 212 | 2985 | 1111 | 776.16 | 627.52 | 8955 | 333.3 | 10691.98 | 36644.38 | 0.29178
2017-06-04 | 3:00 | N | 2.61 | 2.61 | 3 | 1 | 2:00 | 236 | 179 | 2985 | 1111 | 615.96 | 467.19 | 8955 | 1111 | 11149.15 | 34562.95 | 0.32258
2017-06-04 | 4:00 | N | 1 | 2.61 | 3 | 1 | 3:00 | 201 | 205 | 2985 | 1717 | 201 | 535.05 | 8955 | 1717 | 11408.05 | 33071.36 | 0.34495
2017-06-04 | 5:00 | N | 1 | 2.8 | 3 | 1 | 4:00 | 185 | 205 | 2985 | 1717 | 185 | 574 | 8955 | 1717 | 11431 | 32002.61 | 0.35719
2017-06-04 | 6:00 | N | 2.6 | 4 | 3 | 1 | 5:00 | 207 | 283 | 2985 | 1717 | 538.2 | 1132 | 8955 | 1717 | 12342.2 | 31460.9 | 0.3923
2017-06-04 | 7:00 | N | 3.04 | 4.08 | 3.01 | 3.01 | 6:00 | 327 | 438 | 2985 | 1717 | 994.08 | 1787.04 | 8984.85 | 5168.17 | 16934.14 | 31352.07 | 0.54013
2017-06-04 | 8:00 | N | 2.11 | 3.98 | 3 | 3.03 | 7:00 | 249 | 556 | 2872 | 2219 | 525.39 | 2212.88 | 8616 | 6723.57 | 18077.84 | 31369.65 | 0.57628
2017-06-04 | 9:00 | N | 3.5 | 3.66 | 3 | 2.74 | 8:00 | 256 | 306 | 2872 | 2219 | 896 | 1119.96 | 8616 | 6080.06 | 16712.02 | 31963.45 | 0.52285
2017-06-04 | 10:00 | N | 6.35 | 5.68 | 5.25 | 4.48 | 9:00 | 156 | 343 | 2872 | 2219 | 990.6 | 1948.24 | 15078 | 9941.12 | 27957.96 | 34024.23 | 0.82171
2017-06-04 | 11:00 | N | 2.61 | 5.96 | 5.83 | 4.74 | 10:00 | 196 | 315 | 2872 | 2219 | 511.56 | 1877.4 | 16743.76 | 10518.06 | 29650.78 | 36827.82 | 0.80512
2017-06-04 | 12:00 | N | 1 | 7 | 7.01 | 6.48 | 11:00 | 226 | 326 | 2842 | 1635 | 226 | 2282 | 19922.42 | 10594.8 | 33025.22 | 39962.99 | 0.8264
2017-06-04 | 13:00 | N | 1 | 5.16 | 6.05 | 5.16 | 12:00 | 222 | 319 | 2842 | 1635 | 222 | 1646.04 | 17194.1 | 8436.6 | 27498.74 | 42954.67 | 0.64018
2017-06-04 | 14:00 | N | 1 | 3.7 | 7.96 | 3.7 | 13:00 | 195 | 299 | 2842 | 1635 | 195 | 1106.3 | 22622.32 | 6049.5 | 29973.12 | 45653.58 | 0.65653
2017-06-04 | 15:00 | N | 2 | 7 | 11.47 | 1.58 | 14:00 | 205 | 237 | 2842 | 1635 | 410 | 1659 | 32597.74 | 2583.3 | 37250.04 | 47940.63 | 0.777
2017-06-04 | 16:00 | N | 2.61 | 12.44 | 16.35 | 1.57 | 15:00 | 212 | 213 | 2842 | 1380 | 553.32 | 2649.72 | 46466.7 | 2166.6 | 51836.34 | 49146.59 | 1.0547
2017-06-04 | 17:00 | N | 2.11 | 17.77 | 20.85 | 1.47 | 16:00 | 191 | 237 | 2842 | 1380 | 403.01 | 4211.49 | 59255.7 | 2028.6 | 65898.8 | 48944.43 | 1.3464
2017-06-04 | 18:00 | N | 7.59 | 7.58 | 10.53 | 2 | 17:00 | 218 | 258 | 2842 | 1380 | 1654.62 | 1955.64 | 29926.26 | 2760 | 36296.52 | 47823 | 0.75898
2017-06-04 | 19:00 | N | 5 | 4.92 | 6.93 | 1.55 | 18:00 | 240 | 365 | 2842 | 1380 | 1200 | 1795.8 | 19695.06 | 2139 | 24829.86 | 46488.56 | 0.53411
2017-06-04 | 20:00 | N | 5 | 4 | 5.75 | 1.3 | 19:00 | 320 | 214 | 2842 | 1426 | 1600 | 856 | 16341.5 | 1853.8 | 20651.3 | 44835.9 | 0.4606
2017-06-04 | 21:00 | N | 5 | 4.55 | 7.16 | 1.25 | 20:00 | 322 | 178 | 2842 | 1426 | 1610 | 809.9 | 20348.72 | 1782.5 | 24551.12 | 43393.97 | 0.56577
2017-06-04 | 22:00 | N | 12.02 | 5.04 | 6.04 | 1.19 | 21:00 | 337 | 173 | 2842 | 1426 | 4050.74 | 871.92 | 17165.68 | 1696.94 | 23785.28 | 42729.34 | 0.55665
2017-06-04 | 23:00 | N | 8.11 | 5.28 | 5.91 | 0.3 | 22:00 | 394 | 194 | 2842 | 1426 | 3195.34 | 1024.32 | 16796.22 | 427.8 | 21443.68 | 42248.27 | 0.50756
2017-06-04 | 24:00 | N | 6.09 | 4.74 | 4.56 | 0.3 | 23:00 | 389 | 265 | 2985 | 1111 | 2369.01 | 1256.1 | 13611.6 | 333.3 | 17570.01 | 40055.85 | 0.43864
2017-06-05 | 1:00 | N | 5.22 | 4 | 3.73 | 0.3 | 24:00 | 362 | 243 | 2985 | 1111 | 1889.64 | 972 | 11134.05 | 333.3 | 14328.99 | 37002.83 | 0.38724
2017-06-05 | 2:00 | N | 3.5 | 3 | 3 | 0.3 | 1:00 | 294 | 212 | 2985 | 1111 | 1029 | 636 | 8955 | 333.3 | 10953.3 | 34262.81 | 0.31968
2017-06-05 | 3:00 | N | 3.46 | 2.8 | 3 | 0.99 | 2:00 | 236 | 179 | 2985 | 1111 | 816.56 | 501.2 | 8955 | 1099.89 | 11372.65 | 32528.26 | 0.34962
2017-06-05 | 4:00 | N | 1.03 | 2.61 | 3 | 1 | 3:00 | 201 | 205 | 2985 | 1717 | 207.03 | 535.05 | 8955 | 1717 | 11414.08 | 31469.4 | 0.3627
2017-06-05 | 5:00 | N | 1 | 2.7 | 3 | 0.99 | 4:00 | 185 | 205 | 2985 | 1717 | 185 | 553.5 | 8955 | 1699.83 | 11393.33 | 31013.04 | 0.36737
2017-06-05 | 6:00 | N | 3.46 | 4 | 3.14 | 1 | 5:00 | 207 | 283 | 2985 | 1717 | 716.22 | 1132 | 9372.9 | 1717 | 12938.12 | 31345.09 | 0.41276
2017-06-05 | 7:00 | N | 3.33 | 5.7 | 5.53 | 4.55 | 6:00 | 327 | 438 | 2985 | 1717 | 1088.91 | 2496.6 | 16507.05 | 7812.35 | 27904.91 | 32835.57 | 0.84984
2017-06-05 | 8:00 | N | 2.61 | 4.98 | 4.85 | 3.55 | 7:00 | 249 | 556 | 2872 | 2219 | 649.89 | 2768.88 | 13929.2 | 7877.45 | 25225.42 | 34997.47 | 0.72078
2017-06-05 | 9:00 | N | 3.5 | 5.6 | 5.6 | 4 | 8:00 | 256 | 306 | 2872 | 2219 | 896 | 1713.6 | 16083.2 | 8876 | 27568.8 | 36545.92 | 0.75436
2017-06-05 | 10:00 | N | 8.09 | 8.71 | 10 | 6 | 9:00 | 156 | 343 | 2872 | 2219 | 1262.04 | 2987.53 | 28720 | 13314 | 46283.57 | 38437.59 | 1.2041
2017-06-05 | 11:00 | N | 2.61 | 6 | 6 | 4.56 | 10:00 | 196 | 315 | 2872 | 2219 | 511.56 | 1890 | 17232 | 10118.64 | 29752.2 | 40673.14 | 0.7315
2017-06-05 | 12:00 | N | 1 | 5.18 | 5.77 | 3.58 | 11:00 | 226 | 326 | 2842 | 1635 | 226 | 1688.68 | 16398.34 | 5853.3 | 24166.32 | 43307.15 | 0.55802
2017-06-05 | 13:00 | N | 1.61 | 3.99 | 4.99 | 3.71 | 12:00 | 222 | 319 | 2842 | 1635 | 357.42 | 1272.81 | 14181.58 | 6065.85 | 21877.66 | 45938.06 | 0.47624
2017-06-05 | 14:00 | N | 1.07 | 6.69 | 7.69 | 5 | 13:00 | 195 | 299 | 2842 | 1635 | 208.65 | 2000.31 | 21854.98 | 8175 | 32238.94 | 48082.52 | 0.67049
2017-06-05 | 15:00 | N | 2.04 | 8.41 | 9.41 | 1.2 | 14:00 | 205 | 237 | 2842 | 1635 | 418.2 | 1993.17 | 26743.22 | 1962 | 31116.59 | 50048.58 | 0.62173
2017-06-05 | 16:00 | N | 2.42 | 17.95 | 19.44 | 0.99 | 15:00 | 212 | 213 | 2842 | 1380 | 513.04 | 3823.35 | 55248.48 | 1366.2 | 60951.07 | 51169.45 | 1.1912
2017-06-05 | 17:00 | N | 2.11 | 17.88 | 20.15 | 0.99 | 16:00 | 191 | 237 | 2842 | 1380 | 403.01 | 4237.56 | 57266.3 | 1366.2 | 63273.07 | 51296.55 | 1.2335
2017-06-05 | 18:00 | N | 5.14 | 6.3 | 8.21 | 1.46 | 17:00 | 218 | 258 | 2842 | 1380 | 1120.52 | 1625.4 | 23332.82 | 2014.8 | 28093.54 | 51370.23 | 0.54688
2017-06-05 | 19:00 | N | 3.5 | 3.6 | 8.18 | 0.99 | 18:00 | 240 | 365 | 2842 | 1380 | 840 | 1314 | 23247.56 | 1366.2 | 26767.76 | 50409.21 | 0.53101
2017-06-05 | 20:00 | N | 3.5 | 3.21 | 7.71 | 1.14 | 19:00 | 320 | 214 | 2842 | 1426 | 1120 | 686.94 | 21911.82 | 1625.64 | 25344.4 | 48999.24 | 0.51724
2017-06-05 | 21:00 | N | 4.69 | 5.13 | 7.79 | 1.25 | 20:00 | 322 | 178 | 2842 | 1426 | 1510.18 | 913.14 | 22139.18 | 1782.5 | 26345 | 47373.49 | 0.55611
2017-06-05 | 22:00 | N | 10.53 | 4 | 5 | 1.42 | 21:00 | 337 | 173 | 2842 | 1426 | 3548.61 | 692 | 14210 | 2024.92 | 20475.53 | 46528.32 | 0.44007
2017-06-05 | 23:00 | N | 7.39 | 4.8 | 5 | 0.3 | 22:00 | 394 | 194 | 2842 | 1426 | 2911.66 | 931.2 | 14210 | 427.8 | 18480.66 | 45636.95 | 0.40495
2017-06-05 | 24:00 | N | 5 | 4.72 | 4.72 | 0.3 | 23:00 | 389 | 265 | 2985 | 1111 | 1945 | 1250.8 | 14089.2 | 333.3 | 17618.3 | 42682.42 | 0.41278
2017-06-06 | 1:00 | N | 7 | 3.73 | 3.63 | 0.25 | 24:00 | 362 | 243 | 2985 | 1111 | 2534 | 906.39 | 10835.55 | 277.75 | 14553.69 | 39108.56 | 0.37214
2017-06-06 | 2:00 | N | 3.46 | 2.8 | 3 | 0.3 | 1:00 | 294 | 212 | 2985 | 1111 | 1017.24 | 593.6 | 8955 | 333.3 | 10899.14 | 36162.07 | 0.3014
2017-06-06 | 3:00 | N | 3.01 | 2.11 | 2.75 | 0.99 | 2:00 | 236 | 179 | 2985 | 1111 | 710.36 | 377.69 | 8208.75 | 1099.89 | 10396.69 | 34163.46 | 0.30432
2017-06-06 | 4:00 | N | 1.38 | 1.51 | 2.75 | 0.99 | 3:00 | 201 | 205 | 2985 | 1717 | 277.38 | 309.55 | 8208.75 | 1699.83 | 10495.51 | 32828.7 | 0.31971
2017-06-06 | 5:00 | N | 1 | 2.11 | 2.75 | 0.99 | 4:00 | 185 | 205 | 2985 | 1717 | 185 | 432.55 | 8208.75 | 1699.83 | 10526.13 | 32108.41 | 0.32783
2017-06-06 | 6:00 | N | 2.61 | 3.25 | 3.14 | 1.38 | 5:00 | 207 | 283 | 2985 | 1717 | 540.27 | 919.75 | 9372.9 | 2369.46 | 13202.38 | 32099.98 | 0.41129
2017-06-06 | 7:00 | N | 2.54 | 5 | 3.51 | 3.5 | 6:00 | 327 | 438 | 2985 | 1717 | 830.58 | 2190 | 10477.35 | 6009.5 | 19507.43 | 33447.35 | 0.58323
2017-06-06 | 8:00 | N | 2.61 | 4 | 3 | 3.4 | 7:00 | 249 | 556 | 2872 | 2219 | 649.89 | 2224 | 8616 | 7544.6 | 19034.49 | 35453.3 | 0.53689
2017-06-06 | 9:00 | N | 3.5 | 4 | 3.04 | 2.59 | 8:00 | 256 | 306 | 2872 | 2219 | 896 | 1224 | 8730.88 | 5747.21 | 16598.09 | 37264.68 | 0.44541
2017-06-06 | 10:00 | N | 8.11 | 4.68 | 4.34 | 3.5 | 9:00 | 156 | 343 | 2872 | 2219 | 1265.16 | 1605.24 | 12464.48 | 7766.5 | 23101.38 | 39912.51 | 0.5788
2017-06-06 | 11:00 | N | 3.5 | 5.09 | 5.07 | 3.5 | 10:00 | 196 | 315 | 2872 | 2219 | 686 | 1603.35 | 14561.04 | 7766.5 | 24616.89 | 42810.76 | 0.57502
2017-06-06 | 12:00 | N | 1 | 5.17 | 5.37 | 4.8 | 11:00 | 226 | 326 | 2842 | 1635 | 226 | 1685.42 | 15261.54 | 7848 | 25020.96 | 46152.15 | 0.54214
2017-06-06 | 13:00 | N | 2 | 5.87 | 6.87 | 5.87 | 12:00 | 222 | 319 | 2842 | 1635 | 444 | 1872.53 | 19524.54 | 9597.45 | 31438.52 | 49109.54 | 0.64017
2017-06-06 | 14:00 | N | 1 | 5.53 | 7.11 | 6.22 | 13:00 | 195 | 299 | 2842 | 1635 | 195 | 1653.47 | 20206.62 | 10169.7 | 32224.79 | 51448.43 | 0.62635
2017-06-06 | 15:00 | N | 2 | 8.42 | 10.32 | 1.26 | 14:00 | 205 | 237 | 2842 | 1635 | 410 | 1995.54 | 29329.44 | 2060.1 | 33795.08 | 53728.88 | 0.62899
2017-06-06 | 16:00 | N | 2.14 | 14.44 | 22.34 | 2 | 15:00 | 212 | 213 | 2842 | 1380 | 453.68 | 3075.72 | 63490.28 | 2760 | 69779.68 | 55722.41 | 1.2523
2017-06-06 | 17:00 | N | 2.14 | 17.75 | 27.25 | 2 | 16:00 | 191 | 237 | 2842 | 1380 | 408.74 | 4206.75 | 77444.5 | 2760 | 84819.99 | 56995.05 | 1.4882
2017-06-06 | 18:00 | N | 4.47 | 8.34 | 16.12 | 2 | 17:00 | 218 | 258 | 2842 | 1380 | 974.46 | 2151.72 | 45813.04 | 2760 | 51699.22 | 57837.81 | 0.89387
2017-06-06 | 19:00 | N | 2.11 | 3.88 | 12 | 2 | 18:00 | 240 | 365 | 2842 | 1380 | 506.4 | 1416.2 | 34104 | 2760 | 38786.6 | 57774.2 | 0.67135
2017-06-06 | 20:00 | N | 2.11 | 2.69 | 8.65 | 1.62 | 19:00 | 320 | 214 | 2842 | 1426 | 675.2 | 575.66 | 24583.3 | 2310.12 | 28144.28 | 56416.86 | 0.49886
2017-06-06 | 21:00 | N | 4.96 | 3.42 | 6.67 | 1.62 | 20:00 | 322 | 178 | 2842 | 1426 | 1597.12 | 608.76 | 18956.14 | 2310.12 | 23472.14 | 54042.53 | 0.43433
2017-06-06 | 22:00 | N | 8.61 | 3.97 | 5.17 | 2 | 21:00 | 337 | 173 | 2842 | 1426 | 2901.57 | 686.81 | 14693.14 | 2852 | 21133.52 | 51776.85 | 0.40817
2017-06-06 | 23:00 | N | 9 | 5.3 | 5.5 | 0.3 | 22:00 | 394 | 194 | 2842 | 1426 | 3546 | 1028.2 | 15631 | 427.8 | 20633 | 49832.91 | 0.41404
2017-06-06 | 24:00 | N | 8.11 | 4 | 4.44 | 0.3 | 23:00 | 389 | 265 | 2985 | 1111 | 3154.79 | 1060 | 13253.4 | 333.3 | 17801.49 | 45964.95 | 0.38728
2017-06-07 | 1:00 | N | 5.97 | 2.89 | 3 | 0.3 | 24:00 | 362 | 243 | 2985 | 1111 | 2161.14 | 702.27 | 8955 | 333.3 | 12151.71 | 41720.65 | 0.29126
2017-06-07 | 2:00 | N | 3.44 | 2.51 | 2.61 | 0.3 | 1:00 | 294 | 212 | 2985 | 1111 | 1011.36 | 532.12 | 7790.85 | 333.3 | 9667.63 | 38116.78 | 0.25363
2017-06-07 | 3:00 | N | 2.99 | 2.3 | 2.5 | 0.99 | 2:00 | 236 | 179 | 2985 | 1111 | 705.64 | 411.7 | 7462.5 | 1099.89 | 9679.73 | 35641.99 | 0.27158
2017-06-07 | 4:00 | N | 2.11 | 2.11 | 2.5 | 0.99 | 3:00 | 201 | 205 | 2985 | 1717 | 424.11 | 432.55 | 7462.5 | 1699.83 | 10018.99 | 34006.3 | 0.29462
2017-06-07 | 5:00 | N | 1.39 | 2.3 | 2.5 | 0.99 | 4:00 | 185 | 205 | 2985 | 1717 | 257.15 | 471.5 | 7462.5 | 1699.83 | 9890.98 | 32988.06 | 0.29984
2017-06-07 | 6:00 | N | 2.99 | 2.61 | 2.61 | 1 | 5:00 | 207 | 283 | 2985 | 1717 | 618.93 | 738.63 | 7790.85 | 1717 | 10865.41 | 32915 | 0.33011
2017-06-07 | 7:00 | N | 2.11 | 4 | 3.14 | 3.5 | 6:00 | 327 | 438 | 2985 | 1717 | 689.97 | 1752 | 9372.9 | 6009.5 | 17824.37 | 34032.47 | 0.52375
2017-06-07 | 8:00 | N | 2.11 | 3.41 | 2.74 | 3.4 | 7:00 | 249 | 556 | 2872 | 2219 | 525.39 | 1895.96 | 7869.28 | 7544.6 | 17835.23 | 35712.88 | 0.49941
2017-06-07 | 9:00 | N | 3.01 | 4 | 3.2 | 3.2 | 8:00 | 256 | 306 | 2872 | 2219 | 770.56 | 1224 | 9190.4 | 7100.8 | 18285.76 | 37539.87 | 0.4871
2017-06-07 | 10:00 | N | 3.98 | 4.62 | 4.45 | 4 | 9:00 | 156 | 343 | 2872 | 2219 | 620.88 | 1584.66 | 12780.4 | 8876 | 23861.94 | 40256.68 | 0.59274
2017-06-07 | 11:00 | N | 2.61 | 4.33 | 4.16 | 3.71 | 10:00 | 196 | 315 | 2872 | 2219 | 511.56 | 1363.95 | 11947.52 | 8232.49 | 22055.52 | 43383.04 | 0.50839
2017-06-07 | 12:00 | N | 1 | 6.6 | 6.6 | 5 | 11:00 | 226 | 326 | 2842 | 1635 | 226 | 2151.6 | 18757.2 | 8175 | 29309.8 | 47118.97 | 0.62204
2017-06-07 | 13:00 | N | 1 | 8.07 | 9.44 | 5 | 12:00 | 222 | 319 | 2842 | 1635 | 222 | 2574.33 | 26828.48 | 8175 | 37799.81 | 50491.2 | 0.74864
2017-06-07 | 14:00 | N | 2 | 11.83 | 12.83 | 11.83 | 13:00 | 195 | 299 | 2842 | 1635 | 390 | 3537.17 | 36462.86 | 19342.05 | 59732.08 | 53414.48 | 1.1183
2017-06-07 | 15:00 | N | 1.78 | 9.14 | 15.18 | 0.99 | 14:00 | 205 | 237 | 2842 | 1635 | 364.9 | 2166.18 | 43141.56 | 1618.65 | 47291.29 | 55906.67 | 0.8459
2017-06-07 | 16:00 | N | 2.55 | 19.78 | 28.11 | 1.49 | 15:00 | 212 | 213 | 2842 | 1380 | 540.6 | 4213.14 | 79888.62 | 2056.2 | 86698.56 | 57545.29 | 1.5066
2017-06-07 | 17:00 | N | 2.63 | 28.01 | 38.73 | 1.49 | 16:00 | 191 | 237 | 2842 | 1380 | 502.33 | 6638.37 | 110070.66 | 2056.2 | 119267.56 | 58815.86 | 2.0278
2017-06-07 | 18:00 | N | 3.11 | 8.5 | 15.79 | 1.49 | 17:00 | 218 | 258 | 2842 | 1380 | 677.98 | 2193 | 44875.18 | 2056.2 | 49802.36 | 59541.36 | 0.83643
2017-06-07 | 19:00 | N | 2.21 | 3.34 | 11.34 | 1.49 | 18:00 | 240 | 365 | 2842 | 1380 | 530.4 | 1219.1 | 32228.28 | 2056.2 | 36033.98 | 59141.84 | 0.60928
2017-06-07 | 20:00 | N | 2.61 | 2.96 | 9.28 | 1.49 | 19:00 | 320 | 214 | 2842 | 1426 | 835.2 | 633.44 | 26373.76 | 2124.74 | 29967.14 | 57515.05 | 0.52103
2017-06-07 | 21:00 | N | 3.63 | 2.4 | 8.03 | 1.49 | 20:00 | 322 | 178 | 2842 | 1426 | 1168.86 | 427.2 | 22821.26 | 2124.74 | 26542.06 | 55289.82 | 0.48005
2017-06-07 | 22:00 | N | 7 | 2.61 | 3.6 | 1.49 | 21:00 | 337 | 173 | 2842 | 1426 | 2359 | 451.53 | 10231.2 | 2124.74 | 15166.47 | 53049.99 | 0.28589
2017-06-07 | 23:00 | N | 7 | 4.8 | 5 | 0.3 | 22:00 | 394 | 194 | 2842 | 1426 | 2758 | 931.2 | 14210 | 427.8 | 18327 | 51064.89 | 0.3589
2017-06-07 | 24:00 | N | 7 | 3.9 | 4.02 | 0.3 | 23:00 | 389 | 265 | 2985 | 1111 | 2723 | 1033.5 | 11999.7 | 333.3 | 16089.5 | 47142.08 | 0.3413
2017-06-08 | 1:00 | N | 10 | 3 | 3 | 0.3 | 24:00 | 362 | 243 | 2985 | 1111 | 3620 | 729 | 8955 | 333.3 | 13637.3 | 42868.32 | 0.31812
2017-06-08 | 2:00 | N | 5.59 | 2.61 | 2.61 | 0.3 | 1:00 | 294 | 212 | 2985 | 1111 | 1643.46 | 553.32 | 7790.85 | 333.3 | 10320.93 | 39239.54 | 0.26302
2017-06-08 | 3:00 | N | 3.78 | 2.11 | 2.5 | 0.97 | 2:00 | 236 | 179 | 2985 | 1111 | 892.08 | 377.69 | 7462.5 | 1077.67 | 9809.94 | 36644.04 | 0.26771
2017-06-08 | 4:00 | N | 3.5 | 1.5 | 2.5 | 0.97 | 3:00 | 201 | 205 | 2985 | 1717 | 703.5 | 307.5 | 7462.5 | 1665.49 | 10138.99 | 34754.11 | 0.29173
2017-06-08 | 5:00 | N | 3.11 | 2.11 | 2.5 | 0.97 | 4:00 | 185 | 205 | 2985 | 1717 | 575.35 | 432.55 | 7462.5 | 1665.49 | 10135.89 | 33578.56 | 0.30186
2017-06-08 | 6:00 | N | 4.16 | 2.61 | 2.61 | 0.99 | 5:00 | 207 | 283 | 2985 | 1717 | 861.12 | 738.63 | 7790.85 | 1699.83 | 11090.43 | 33380.32 | 0.33224
2017-06-08 | 7:00 | N | 3.5 | 4 | 3 | 3 | 6:00 | 327 | 438 | 2985 | 1717 | 1144.5 | 1752 | 8955 | 5151 | 17002.5 | 34401.56 | 0.49424
2017-06-08 | 8:00 | N | 2.61 | 4 | 2.61 | 3 | 7:00 | 249 | 556 | 2872 | 2219 | 649.89 | 2224 | 7495.92 | 6657 | 17026.81 | 35857.14 | 0.47485
2017-06-08 | 9:00 | N | 3.46 | 4 | 3 | 2.55 | 8:00 | 256 | 306 | 2872 | 2219 | 885.76 | 1224 | 8616 | 5658.45 | 16384.21 | 37375.32 | 0.43837
2017-06-08 | 10:00 | N | 3.11 | 4.03 | 4.03 | 3.32 | 9:00 | 156 | 343 | 2872 | 2219 | 485.16 | 1382.29 | 11574.16 | 7367.08 | 20808.69 | 39790.69 | 0.52295
2017-06-08 | 11:00 | N | 2.11 | 5.25 | 5.29 | 3.5 | 10:00 | 196 | 315 | 2872 | 2219 | 413.56 | 1653.75 | 15192.88 | 7766.5 | 25026.69 | 42582.71 | 0.58772
2017-06-08 | 12:00 | N | 1 | 7 | 7.11 | 3.46 | 11:00 | 226 | 326 | 2842 | 1635 | 226 | 2282 | 20206.62 | 5657.1 | 28371.72 | 45694.59 | 0.6209
2017-06-08 | 13:00 | N | 1 | 5.33 | 6.33 | 3.02 | 12:00 | 222 | 319 | 2842 | 1635 | 222 | 1700.27 | 17989.86 | 4937.7 | 24849.83 | 48507.89 | 0.51228
2017-06-08 | 14:00 | N | 1.25 | 9 | 10 | 8.38 | 13:00 | 195 | 299 | 2842 | 1635 | 243.75 | 2691 | 28420 | 13701.3 | 45056.05 | 51272.06 | 0.87876
2017-06-08 | 15:00 | N | 1.98 | 12.41 | 13.25 | 1.49 | 14:00 | 205 | 237 | 2842 | 1635 | 405.9 | 2941.17 | 37656.5 | 2436.15 | 43439.72 | 54079.35 | 0.80326
2017-06-08 | 16:00 | N | 2.11 | 19.99 | 27.25 | 1.49 | 15:00 | 212 | 213 | 2842 | 1380 | 447.32 | 4257.87 | 77444.5 | 2056.2 | 84205.89 | 56237.8 | 1.4973
2017-06-08 | 17:00 | N | 2.41 | 25 | 36.23 | 1.49 | 16:00 | 191 | 237 | 2842 | 1380 | 460.31 | 5925 | 102965.66 | 2056.2 | 111407.17 | 57646.46 | 1.9326
2017-06-08 | 18:00 | N | 2.61 | 7.53 | 8.53 | 0.99 | 17:00 | 218 | 258 | 2842 | 1380 | 568.98 | 1942.74 | 24242.26 | 1366.2 | 28120.18 | 58507.44 | 0.48063
2017-06-08 | 19:00 | N | 3.5 | 4 | 7.11 | 0.99 | 18:00 | 240 | 365 | 2842 | 1380 | 840 | 1460 | 20206.62 | 1366.2 | 23872.82 | 58124.79 | 0.41072
2017-06-08 | 20:00 | N | 3.5 | 4 | 6.31 | 0.97 | 19:00 | 320 | 214 | 2842 | 1426 | 1120 | 856 | 17933.02 | 1383.22 | 21292.24 | 56601.65 | 0.37618
2017-06-08 | 21:00 | N | 3.5 | 7 | 8 | 0.95 | 20:00 | 322 | 178 | 2842 | 1426 | 1127 | 1246 | 22736 | 1354.7 | 26463.7 | 54282.13 | 0.48752
2017-06-08 | 22:00 | N | 8.11 | 3 | 4 | 0.95 | 21:00 | 337 | 173 | 2842 | 1426 | 2733.07 | 519 | 11368 | 1354.7 | 15974.77 | 52252.79 | 0.30572
2017-06-08 | 23:00 | N | 9.11 | 4.53 | 4.76 | 0.3 | 22:00 | 394 | 194 | 2842 | 1426 | 3589.34 | 878.82 | 13527.92 | 427.8 | 18423.88 | 50387.52 | 0.36564
2017-06-08 | 24:00 | N | 8.61 | 3.1 | 3.04 | 0.3 | 23:00 | 389 | 265 | 2985 | 1111 | 3349.29 | 821.5 | 9074.4 | 333.3 | 13578.49 | 46610.07 | 0.29132
2017-06-09 | 1:00 | N | 15.86 | 3.16 | 2.56 | 0.3 | 24:00 | 362 | 243 | 2985 | 1111 | 5741.32 | 767.88 | 7641.6 | 333.3 | 14484.1 | 42341.92 | 0.34207
2017-06-09 | 2:00 | N | 6.04 | 2.61 | 2.5 | 0.25 | 1:00 | 294 | 212 | 2985 | 1111 | 1775.76 | 553.32 | 7462.5 | 277.75 | 10069.33 | 38737.43 | 0.25994
2017-06-09 | 3:00 | N | 6 | 2.3 | 2.5 | 0.99 | 2:00 | 236 | 179 | 2985 | 1111 | 1416 | 411.7 | 7462.5 | 1099.89 | 10390.09 | 36275.6 | 0.28642
2017-06-09 | 4:00 | N | 5.39 | 2.11 | 2.5 | 1.1 | 3:00 | 201 | 205 | 2985 | 1717 | 1083.39 | 432.55 | 7462.5 | 1888.7 | 10867.14 | 34556.7 | 0.31447
2017-06-09 | 5:00 | N | 4.13 | 2.3 | 2.5 | 1.03 | 4:00 | 185 | 205 | 2985 | 1717 | 764.05 | 471.5 | 7462.5 | 1768.51 | 10466.56 | 33460.08 | 0.31281
2017-06-09 | 6:00 | N | 6 | 3.38 | 2.51 | 1 | 5:00 | 207 | 283 | 2985 | 1717 | 1242 | 956.54 | 7492.35 | 1717 | 11407.89 | 33256.54 | 0.34303
2017-06-09 | 7:00 | N | 4.97 | 5 | 3 | 3 | 6:00 | 327 | 438 | 2985 | 1717 | 1625.19 | 2190 | 8955 | 5151 | 17921.19 | 34386.53 | 0.52117
2017-06-09 | 8:00 | N | 3.31 | 4 | 3 | 3 | 7:00 | 249 | 556 | 2872 | 2219 | 824.19 | 2224 | 8616 | 6657 | 18321.19 | 36088.3 | 0.50768
2017-06-09 | 9:00 | N | 3.5 | 4 | 2.61 | 2.55 | 8:00 | 256 | 306 | 2872 | 2219 | 896 | 1224 | 7495.92 | 5658.45 | 15274.37 | 37293.24 | 0.40957
2017-06-09 | 10:00 | N | 3.46 | 3.1 | 2.99 | 2.48 | 9:00 | 156 | 343 | 2872 | 2219 | 539.76 | 1063.3 | 8587.28 | 5503.12 | 15693.46 | 39116.25 | 0.4012
2017-06-09 | 11:00 | N | 2.11 | 4.6 | 3.98 | 3 | 10:00 | 196 | 315 | 2872 | 2219 | 413.56 | 1449 | 11430.56 | 6657 | 19950.12 | 41158.42 | 0.48472
2017-06-09 | 12:00 | N | 1 | 4.54 | 4.54 | 3 | 11:00 | 226 | 326 | 2842 | 1635 | 226 | 1480.04 | 12902.68 | 4905 | 19513.72 | 43425.06 | 0.44937
2017-06-09 | 13:00 | N | 1 | 5.37 | 6.38 | 2.74 | 12:00 | 222 | 319 | 2842 | 1635 | 222 | 1713.03 | 18131.96 | 4479.9 | 24546.89 | 45365.57 | 0.54109
2017-06-09 | 14:00 | N | 1 | 7 | 8.36 | 3 | 13:00 | 195 | 299 | 2842 | 1635 | 195 | 2093 | 23759.12 | 4905 | 30952.12 | 47061.34 | 0.6577
2017-06-09 | 15:00 | N | 2.04 | 14.64 | 15.76 | 1.58 | 14:00 | 205 | 237 | 2842 | 1635 | 418.2 | 3469.68 | 44789.92 | 2583.3 | 51261.1 | 48758.46 | 1.0513
2017-06-09 | 16:00 | N | 3.5 | 23.99 | 27.25 | 1.59 | 15:00 | 212 | 213 | 2842 | 1380 | 742 | 5109.87 | 77444.5 | 2194.2 | 85490.57 | 50190.82 | 1.7033
2017-06-09 | 17:00 | N | 2.11 | 14.02 | 21.62 | 1.17 | 16:00 | 191 | 237 | 2842 | 1380 | 403.01 | 3322.74 | 61444.04 | 1614.6 | 66784.39 | 51267.93 | 1.3027
2017-06-09 | 18:00 | N | 2.61 | 3.95 | 8.95 | 1 | 17:00 | 218 | 258 | 2842 | 1380 | 568.98 | 1019.1 | 25435.9 | 1380 | 28403.98 | 51947.41 | 0.54678
2017-06-09 | 19:00 | N | 2.31 | 3.36 | 7.12 | 1 | 18:00 | 240 | 365 | 2842 | 1380 | 554.4 | 1226.4 | 20235.04 | 1380 | 23395.84 | 51896.76 | 0.45082
2017-06-09 | 20:00 | N | 3.5 | 4 | 6.09 | 1.43 | 19:00 | 320 | 214 | 2842 | 1426 | 1120 | 856 | 17307.78 | 2039.18 | 21322.96 | 50577.13 | 0.42159
2017-06-09 | 21:00 | N | 4.31 | 4 | 5.69 | 1.35 | 20:00 | 322 | 178 | 2842 | 1426 | 1387.82 | 712 | 16170.98 | 1925.1 | 20195.9 | 48681.15 | 0.41486
2017-06-09 | 22:00 | N | 20 | 4 | 4 | 1.18 | 21:00 | 337 | 173 | 2842 | 1426 | 6740 | 692 | 11368 | 1682.68 | 20482.68 | 47367.97 | 0.43242
2017-06-09 | 23:00 | N | 20 | 5 | 3.62 | 0.3 | 22:00 | 394 | 194 | 2842 | 1426 | 7880 | 970 | 10288.04 | 427.8 | 19565.84 | 46366.46 | 0.42198
2017-06-09 | 24:00 | N | 11.08 | 4 | 3 | 0.3 | 23:00 | 389 | 265 | 2985 | 1111 | 4310.12 | 1060 | 8955 | 333.3 | 14658.42 | 43673.99 | 0.33563
2017-06-10 | 1:00 | N | 20 | 8.11 | 6.11 | 0.3 | 24:00 | 362 | 243 | 2985 | 1111 | 7240 | 1970.73 | 18238.35 | 333.3 | 27782.38 | 40671.12 | 0.6831
2017-06-10 | 2:00 | N | 9.44 | 5 | 3 | 0.25 | 1:00 | 294 | 212 | 2985 | 1111 | 2775.36 | 1060 | 8955 | 277.75 | 13068.11 | 37724.63 | 0.34641
2017-06-10 | 3:00 | N | 8.61 | 4.51 | 3 | 0.97 | 2:00 | 236 | 179 | 2985 | 1111 | 2031.96 | 807.29 | 8955 | 1077.67 | 12871.92 | 35375.29 | 0.36387
2017-06-10 | 4:00 | N | 6.47 | 3.11 | 3 | 0.97 | 3:00 | 201 | 205 | 2985 | 1717 | 1300.47 | 637.55 | 8955 | 1665.49 | 12558.51 | 33749.01 | 0.37211
2017-06-10 | 5:00 | N | 6 | 4.51 | 3 | 0.97 | 4:00 | 185 | 205 | 2985 | 1717 | 1110 | 924.55 | 8955 | 1665.49 | 12655.04 | 32742.96 | 0.3865
2017-06-10 | 6:00 | N | 10.68 | 8.11 | 3.01 | 0.97 | 5:00 | 207 | 283 | 2985 | 1717 | 2210.76 | 2295.13 | 8984.85 | 1665.49 | 15156.23 | 32273.65 | 0.46962
2017-06-10 | 7:00 | N | 10.53 | 9.11 | 4.25 | 4.25 | 6:00 | 327 | 438 | 2985 | 1717 | 3443.31 | 3990.18 | 12686.25 | 7297.25 | 27416.99 | 32456.84 | 0.84472
2017-06-10 | 8:00 | N | 3.5 | 6 | 3 | 3.5 | 7:00 | 249 | 556 | 2872 | 2219 | 871.5 | 3336 | 8616 | 7766.5 | 20590 | 32738.22 | 0.62893
2017-06-10 | 9:00 | N | 5.77 | 6 | 3.5 | 3.5 | 8:00 | 256 | 306 | 2872 | 2219 | 1477.12 | 1836 | 10052 | 7766.5 | 21131.62 | 33927.89 | 0.62284
2017-06-10 | 10:00 | N | 8.61 | 7.34 | 3.25 | 2.8 | 9:00 | 156 | 343 | 2872 | 2219 | 1343.16 | 2517.62 | 9334 | 6213.2 | 19407.98 | 36808.88 | 0.52726
2017-06-10 | 11:00 | N | 3.76 | 8.61 | 4.66 | 3.21 | 10:00 | 196 | 315 | 2872 | 2219 | 736.96 | 2712.15 | 13383.52 | 7122.99 | 23955.62 | 40174.83 | 0.59628
2017-06-10 | 12:00 | N | 1.5 | 5.85 | 5.59 | 2.74 | 11:00 | 226 | 326 | 2842 | 1635 | 339 | 1907.1 | 15886.78 | 4479.9 | 22612.78 | 43224.44 | 0.52315
2017-06-10 | 13:00 | N | 2 | 6.93 | 7.77 | 5 | 12:00 | 222 | 319 | 2842 | 1635 | 444 | 2210.67 | 22082.34 | 8175 | 32912.01 | 46013.57 | 0.71527
2017-06-10 | 14:00 | N | 1.1 | 8.61 | 10.59 | 7.51 | 13:00 | 195 | 299 | 2842 | 1635 | 214.5 | 2574.39 | 30096.78 | 12278.85 | 45164.52 | 48641.31 | 0.92852
2017-06-10 | 15:00 | N | 2 | 10.51 | 13.31 | 0.97 | 14:00 | 205 | 237 | 2842 | 1635 | 410 | 2490.87 | 37827.02 | 1585.95 | 42313.84 | 50842.84 | 0.83225
2017-06-10 | 16:00 | N | 2.11 | 18.31 | 23.31 | 0.97 | 15:00 | 212 | 213 | 2842 | 1380 | 447.32 | 3900.03 | 66247.02 | 1338.6 | 71932.97 | 52713.49 | 1.3646
2017-06-10 | 17:00 | N | 2.11 | 12.26 | 18.02 | 0.97 | 16:00 | 191 | 237 | 2842 | 1380 | 403.01 | 2905.62 | 51212.84 | 1338.6 | 55860.07 | 54137.31 | 1.0318
2017-06-10 | 18:00 | N | 3.48 | 5 | 10 | 0.97 | 17:00 | 218 | 258 | 2842 | 1380 | 758.64 | 1290 | 28420 | 1338.6 | 31807.24 | 55061.82 | 0.57766
2017-06-10 | 19:00 | N | 3.5 | 4 | 7.11 | 0.97 | 18:00 | 240 | 365 | 2842 | 1380 | 840 | 1460 | 20206.62 | 1338.6 | 23845.22 | 54786.32 | 0.43524
2017-06-10 | 20:00 | N | 7.04 | 4.51 | 7.31 | 0.95 | 19:00 | 320 | 214 | 2842 | 1426 | 2252.8 | 965.14 | 20775.02 | 1354.7 | 25347.66 | 53741.83 | 0.47166
2017-06-10 | 21:00 | N | 3.66 | 4.76 | 5.96 | 0.95 | 20:00 | 322 | 178 | 2842 | 1426 | 1178.52 | 847.28 | 16938.32 | 1354.7 | 20318.82 | 51573.14 | 0.39398
2017-06-10 | 22:00 | N | 20 | 4.37 | 4.69 | 0.95 | 21:00 | 337 | 173 | 2842 | 1426 | 6740 | 756.01 | 13328.98 | 1354.7 | 22179.69 | 49581.81 | 0.44734
2017-06-10 | 23:00 | N | 15.13 | 5.14 | 5.34 | 0.3 | 22:00 | 394 | 194 | 2842 | 1426 | 5961.22 | 997.16 | 15176.28 | 427.8 | 22562.46 | 48343.53 | 0.46671
2017-06-10 | 24:00 | N | 11.01 | 6.86 | 3.72 | 0.3 | 23:00 | 389 | 265 | 2985 | 1111 | 4282.89 | 1817.9 | 11104.2 | 333.3 | 17538.29 | 45692.98 | 0.38383
2017-06-11 | 1:00 | N | 20 | 5 | 3 | 0.25 | 24:00 | 362 | 243 | 2985 | 1111 | 7240 | 1215 | 8955 | 277.75 | 17687.75 | 42491.14 | 0.41627
2017-06-11 | 2:00 | N | 7.59 | 5 | 3 | 0.25 | 1:00 | 294 | 212 | 2985 | 1111 | 2231.46 | 1060 | 8955 | 277.75 | 12524.21 | 39607.26 | 0.31621
2017-06-11 | 3:00 | N | 6.46 | 3 | 3 | 0.97 | 2:00 | 236 | 179 | 2985 | 1111 | 1524.56 | 537 | 8955 | 1077.67 | 12094.23 | 37363.9 | 0.32369
2017-06-11 | 4:00 | N | 6 | 2.87 | 3 | 0.97 | 3:00 | 201 | 205 | 2985 | 1717 | 1206 | 588.35 | 8955 | 1665.49 | 12414.84 | 35598.48 | 0.34875
2017-06-11 | 5:00 | N | 5.96 | 3 | 3 | 0.97 | 4:00 | 185 | 205 | 2985 | 1717 | 1102.6 | 615 | 8955 | 1665.49 | 12338.09 | 34338.4 | 0.35931
2017-06-11 | 6:00 | N | 8.54 | 5 | 3 | 0.97 | 5:00 | 207 | 283 | 2985 | 1717 | 1767.78 | 1415 | 8955 | 1665.49 | 13803.27 | 33559.17 | 0.41131
2017-06-11 | 7:00 | N | 8.17 | 7 | 3 | 5 | 6:00 | 327 | 438 | 2985 | 1717 | 2671.59 | 3066 | 8955 | 8585 | 23277.59 | 33293.69 | 0.69916
2017-06-11 | 8:00 | N | 3.5 | 4.87 | 3 | 4.8 | 7:00 | 249 | 556 | 2872 | 2219 | 871.5 | 2707.72 | 8616 | 10651.2 | 22846.42 | 33054.67 | 0.69117
2017-06-11 | 9:00 | N | 3.84 | 5 | 3 | 3.5 | 8:00 | 256 | 306 | 2872 | 2219 | 983.04 | 1530 | 8616 | 7766.5 | 18895.54 | 33878.74 | 0.55774
2017-06-11 | 10:00 | N | 6.79 | 6 | 3 | 4.4 | 9:00 | 156 | 343 | 2872 | 2219 | 1059.24 | 2058 | 8616 | 9763.6 | 21496.84 | 36943.86 | 0.58188
2017-06-11 | 11:00 | N | 3.87 | 6.82 | 4.82 | 4.37 | 10:00 | 196 | 315 | 2872 | 2219 | 758.52 | 2148.3 | 13843.04 | 9697.03 | 26446.89 | 40529.25 | 0.65254
2017-06-11 | 12:00 | N | 2 | 5 | 5 | 4.38 | 11:00 | 226 | 326 | 2842 | 1635 | 452 | 1630 | 14210 | 7161.3 | 23453.3 | 43710.26 | 0.53656
2017-06-11 | 13:00 | N | 2 | 7.21 | 7.82 | 5 | 12:00 | 222 | 319 | 2842 | 1635 | 444 | 2299.99 | 22224.44 | 8175 | 33143.43 | 46644.13 | 0.71056
2017-06-11 | 14:00 | N | 1 | 8.03 | 8.24 | 8.03 | 13:00 | 195 | 299 | 2842 | 1635 | 195 | 2400.97 | 23418.08 | 13129.05 | 39143.1 | 49275.04 | 0.79438
2017-06-11 | 15:00 | N | 2 | 7.6 | 10 | 0.97 | 14:00 | 205 | 237 | 2842 | 1635 | 410 | 1801.2 | 28420 | 1585.95 | 32217.15 | 51684.04 | 0.62335
2017-06-11 | 16:00 | N | 2.73 | 15.64 | 20 | 1.16 | 15:00 | 212 | 213 | 2842 | 1380 | 578.76 | 3331.32 | 56840 | 1600.8 | 62350.88 | 53732.9 | 1.1604
2017-06-11 | 17:00 | N | 2.86 | 10.77 | 17.3 | 1 | 16:00 | 191 | 237 | 2842 | 1380 | 546.26 | 2552.49 | 49166.6 | 1380 | 53645.35 | 55071.44 | 0.9741
2017-06-11 | 18:00 | N | 3.5 | 5.17 | 10 | 1 | 17:00 | 218 | 258 | 2842 | 1380 | 763 | 1333.86 | 28420 | 1380 | 31896.86 | 56243.21 | 0.56712
2017-06-11 | 19:00 | N | 3.5 | 3.52 | 8.74 | 0.97 | 18:00 | 240 | 365 | 2842 | 1380 | 840 | 1284.8 | 24839.08 | 1338.6 | 28302.48 | 56739.93 | 0.49881
2017-06-11 | 20:00 | N | 3.59 | 4.11 | 7.11 | 0.97 | 19:00 | 320 | 214 | 2842 | 1426 | 1148.8 | 879.54 | 20206.62 | 1383.22 | 23618.18 | 56186.16 | 0.42036
2017-06-11 | 21:00 | N | 8.08 | 4.75 | 7.89 | 0.97 | 20:00 | 322 | 178 | 2842 | 1426 | 2601.76 | 845.5 | 22423.38 | 1383.22 | 27253.86 | 54466 | 0.50038
2017-06-11 | 22:00 | N | 15 | 4.87 | 5.07 | 0.91 | 21:00 | 337 | 173 | 2842 | 1426 | 5055 | 842.51 | 14408.94 | 1297.66 | 21604.11 | 52446.54 | 0.41193
2017-06-11 | 23:00 | N | 9.11 | 5 | 5 | 0.25 | 22:00 | 394 | 194 | 2842 | 1426 | 3589.34 | 970 | 14210 | 356.5 | 19125.84 | 51176.79 | 0.37372
2017-06-11 | 24:00 | N | 8.11 | 4.87 | 3.5 | 0.25 | 23:00 | 389 | 265 | 2985 | 1111 | 3154.79 | 1290.55 | 10447.5 | 277.75 | 15170.59 | 48101.97 | 0.31538
2017-06-12 | 1:00 | N | 20 | 5 | 3 | 0.16 | 24:00 | 362 | 243 | 2985 | 1111 | 7240 | 1215 | 8955 | 177.76 | 17587.76 | 44219.2 | 0.39774
2017-06-12 | 2:00 | N | 7.35 | 4.87 | 3 | 0.12 | 1:00 | 294 | 212 | 2985 | 1111 | 2160.9 | 1032.44 | 8955 | 133.32 | 12281.66 | 40870.87 | 0.3005
2017-06-12 | 3:00 | N | 5.42 | 3 | 3 | 0.97 | 2:00 | 236 | 179 | 2985 | 1111 | 1279.12 | 537 | 8955 | 1077.67 | 11848.79 | 38599.83 | 0.30696
2017-06-12 | 4:00 | N | 3.5 | 2.61 | 3 | 0.97 | 3:00 | 201 | 205 | 2985 | 1717 | 703.5 | 535.05 | 8955 | 1665.49 | 11859.04 | 37115.38 | 0.31952
2017-06-12 | 5:00 | N | 3.11 | 2.91 | 3 | 0.97 | 4:00 | 185 | 205 | 2985 | 1717 | 575.35 | 596.55 | 8955 | 1665.49 | 11792.39 | 36288.72 | 0.32496
2017-06-12 | 6:00 | N | 5.68 | 5.2 | 4.33 | 1 | 5:00 | 207 | 283 | 2985 | 1717 | 1175.76 | 1471.6 | 12925.05 | 1717 | 17289.41 | 36378.48 | 0.47526
2017-06-12 | 7:00 | N | 3.94 | 6.25 | 5 | 4.25 | 6:00 | 327 | 438 | 2985 | 1717 | 1288.38 | 2737.5 | 14925 | 7297.25 | 26248.13 | 37660.77 | 0.69696
2017-06-12 | 8:00 | N | 3.46 | 4.87 | 3 | 4.22 | 7:00 | 249 | 556 | 2872 | 2219 | 861.54 | 2707.72 | 8616 | 9364.18 | 21549.44 | 39402.1 | 0.54691
2017-06-12 | 9:00 | N | 4.69 | 5 | 3.5 | 3.5 | 8:00 | 256 | 306 | 2872 | 2219 | 1200.64 | 1530 | 10052 | 7766.5 | 20549.14 | 40928.02 | 0.50208
2017-06-12 | 10:00 | N | 4.88 | 5.17 | 4.58 | 4.22 | 9:00 | 156 | 343 | 2872 | 2219 | 761.28 | 1773.31 | 13153.76 | 9364.18 | 25052.53 | 43411.38 | 0.5771
2017-06-12 | 11:00 | N | 3 | 5.17 | 3.82 | 3.82 | 10:00 | 196 | 315 | 2872 | 2219 | 588 | 1628.55 | 10971.04 | 8476.58 | 21664.17 | 46373.73 | 0.46716
2017-06-12 | 12:00 | N | 1.5 | 7.6 | 7.34 | 6 | 11:00 | 226 | 326 | 2842 | 1635 | 339 | 2477.6 | 20860.28 | 9810 | 33486.88 | 49618.28 | 0.67489
2017-06-12 | 13:00 | N | 2 | 5.61 | 5.61 | 5.01 | 12:00 | 222 | 319 | 2842 | 1635 | 444 | 1789.59 | 15943.62 | 8191.35 | 26368.56 | 52643.25 | 0.50089
2017-06-12 | 14:00 | N | 2 | 9.14 | 10 | 9.42 | 13:00 | 195 | 299 | 2842 | 1635 | 390 | 2732.86 | 28420 | 15401.7 | 46944.56 | 55356.38 | 0.84804
2017-06-12 | 15:00 | N | 2.43 | 9.72 | 10.72 | 3 | 14:00 | 205 | 237 | 2842 | 1635 | 498.15 | 2303.64 | 30466.24 | 4905 | 38173.03 | 57955.1 | 0.65867
2017-06-12 | 16:00 | N | 3.32 | 25 | 26 | 3 | 15:00 | 212 | 213 | 2842 | 1380 | 703.84 | 5325 | 73892 | 4140 | 84060.84 | 59921.35 | 1.4029
2017-06-12 | 17:00 | N | 3.2 | 17.23 | 20.75 | 3 | 16:00 | 191 | 237 | 2842 | 1380 | 611.2 | 4083.51 | 58971.5 | 4140 | 67806.21 | 61285.68 | 1.1064
2017-06-12 | 18:00 | N | 3.5 | 8.87 | 9.96 | 1 | 17:00 | 218 | 258 | 2842 | 1380 | 763 | 2288.46 | 28306.32 | 1380 | 32737.78 | 61925.12 | 0.52867
2017-06-12 | 19:00 | N | 3.5 | 4 | 7.27 | 1.28 | 18:00 | 240 | 365 | 2842 | 1380 | 840 | 1460 | 20661.34 | 1766.4 | 24727.74 | 61407.79 | 0.40268
2017-06-12 | 20:00 | N | 3.5 | 4 | 7.64 | 1.18 | 19:00 | 320 | 214 | 2842 | 1426 | 1120 | 856 | 21712.88 | 1682.68 | 25371.56 | 59791.14 | 0.42434
2017-06-12 | 21:00 | N | 5.43 | 4 | 7.91 | 1.59 | 20:00 | 322 | 178 | 2842 | 1426 | 1748.46 | 712 | 22480.22 | 2267.34 | 27208.02 | 57617.59 | 0.47222
2017-06-12 | 22:00 | N | 11.98 | 4.71 | 4.91 | 1.38 | 21:00 | 337 | 173 | 2842 | 1426 | 4037.26 | 814.83 | 13954.22 | 1967.88 | 20774.19 | 55671.55 | 0.37316
2017-06-12 | 23:00 | N | 11 | 5.58 | 5.77 | 0.3 | 22:00 | 394 | 194 | 2842 | 1426 | 4334 | 1082.52 | 16398.34 | 427.8 | 22242.66 | 54038.18 | 0.41161
2017-06-12 | 24:00 | N | 10.53 | 6.08 | 5.98 | 0.3 | 23:00 | 389 | 265 | 2985 | 1111 | 4096.17 | 1611.2 | 17850.3 | 333.3 | 23890.97 | 50361.13 | 0.47439
2017-06-13 | 1:00 | N | 20 | 5 | 3 | 0.3 | 24:00 | 362 | 243 | 2985 | 1111 | 7240 | 1215 | 8955 | 333.3 | 17743.3 | 46310.86 | 0.38313
2017-06-13 | 2:00 | N | 6.08 | 3.11 | 3 | 0.25 | 1:00 | 294 | 212 | 2985 | 1111 | 1787.52 | 659.32 | 8955 | 277.75 | 11679.59 | 42844.78 | 0.2726
2017-06-13 | 3:00 | N | 6 | 2.87 | 3 | 1 | 2:00 | 236 | 179 | 2985 | 1111 | 1416 | 513.73 | 8955 | 1111 | 11995.73 | 40513.24 | 0.29609
2017-06-13 | 4:00 | N | 3.53 | 2.61 | 2.61 | 1 | 3:00 | 201 | 205 | 2985 | 1717 | 709.53 | 535.05 | 7790.85 | 1717 | 10752.43 | 38825.82 | 0.27694
2017-06-13 | 5:00 | N | 3.44 | 2.61 | 3 | 1 | 4:00 | 185 | 205 | 2985 | 1717 | 636.4 | 535.05 | 8955 | 1717 | 11843.45 | 37953.99 | 0.31205
2017-06-13 | 6:00 | N | 6 | 5 | 3 | 0.99 | 5:00 | 207 | 283 | 2985 | 1717 | 1242 | 1415 | 8955 | 1699.83 | 13311.83 | 37939.28 | 0.35087
2017-06-13 | 7:00 | N | 3.95 | 5 | 3 | 5 | 6:00 | 327 | 438 | 2985 | 1717 | 1291.65 | 2190 | 8955 | 8585 | 21021.65 | 39134.45 | 0.53716
2017-06-13 | 8:00 | N | 3.11 | 5 | 3 | 5 | 7:00 | 249 | 556 | 2872 | 2219 | 774.39 | 2780 | 8616 | 11095 | 23265.39 | 40804.67 | 0.57016
2017-06-13 | 9:00 | N | 5.07 | 5.8 | 3 | 5 | 8:00 | 256 | 306 | 2872 | 2219 | 1297.92 | 1774.8 | 8616 | 11095 | 22783.72 | 42128.98 | 0.54081
2017-06-13 | 10:00 | N | 4.45 | 5.32 | 3.28 | 4.75 | 9:00 | 156 | 343 | 2872 | 2219 | 694.2 | 1824.76 | 9420.16 | 10540.25 | 22479.37 | 44340.5 | 0.50697
2017-06-13 | 11:00 | N | 2.72 | 6.27 | 4.81 | 4.86 | 10:00 | 196 | 315 | 2872 | 2219 | 533.12 | 1975.05 | 13814.32 | 10784.34 | 27106.83 | 47303.87 | 0.57304
2017-06-13 | 12:00 | N | 1 | 8.15 | 7.69 | 7.24 | 11:00 | 226 | 326 | 2842 | 1635 | 226 | 2656.9 | 21854.98 | 11837.4 | 36575.28 | 50688.58 | 0.72157
2017-06-13 | 13:00 | N | 1.05 | 7.5 | 7.76 | 7.5 | 12:00 | 222 | 319 | 2842 | 1635 | 233.1 | 2392.5 | 22053.92 | 12262.5 | 36942.02 | 53714.08 | 0.68775
2017-06-13 | 14:00 | N | 1.34 | 11.92 | 11.99 | 11.99 | 13:00 | 195 | 299 | 2842 | 1635 | 261.3 | 3564.08 | 34075.58 | 19603.65 | 57504.61 | 56317.99 | 1.0211
2017-06-13 | 15:00 | N | 2.38 | 9.6 | 10.6 | 5 | 14:00 | 205 | 237 | 2842 | 1635 | 487.9 | 2275.2 | 30125.2 | 8175 | 41063.3 | 58708.46 | 0.69944
2017-06-13 | 16:00 | N | 3.64 | 19 | 20 | 5 | 15:00 | 212 | 213 | 2842 | 1380 | 771.68 | 4047 | 56840 | 6900 | 68558.68 | 60597.97 | 1.1314
2017-06-13 | 17:00 | N | 2.54 | 14.78 | 17.57 | 2.91 | 16:00 | 191 | 237 | 2842 | 1380 | 485.14 | 3502.86 | 49933.94 | 4015.8 | 57937.74 | 62112.37 | 0.93279
2017-06-13 | 18:00 | N | 3.5 | 7.5 | 8.5 | 5 | 17:00 | 218 | 258 | 2842 | 1380 | 763 | 1935 | 24157 | 6900 | 33755 | 62819.34 | 0.53733
2017-06-13 | 19:00 | N | 9.11 | 5 | 9.83 | 4 | 18:00 | 240 | 365 | 2842 | 1380 | 2186.4 | 1825 | 27936.86 | 5520 | 37468.26 | 62533.05 | 0.59918
2017-06-13 | 20:00 | N | 5.52 | 4.22 | 7.13 | 3 | 19:00 | 320 | 214 | 2842 | 1426 | 1766.4 | 903.08 | 20263.46 | 4278 | 27210.94 | 61064.53 | 0.44561
2017-06-13 | 21:00 | N | 3.5 | 4 | 7.11 | 2 | 20:00 | 322 | 178 | 2842 | 1426 | 1127 | 712 | 20206.62 | 2852 | 24897.62 | 58821.26 | 0.42328
2017-06-13 | 22:00 | N | 11.06 | 4 | 4 | 2 | 21:00 | 337 | 173 | 2842 | 1426 | 3727.22 | 692 | 11368 | 2852 | 18639.22 | 56818.5 | 0.32805
2017-06-13 | 23:00 | N | 25.17 | 5.83 | 5.83 | 0.25 | 22:00 | 394 | 194 | 2842 | 1426 | 9916.98 | 1131.02 | 16568.86 | 356.5 | 27973.36 | 55274.67 | 0.50608
2017-06-13 | 24:00 | N | 20 | 7.25 | 7.26 | 0.3 | 23:00 | 389 | 265 | 2985 | 1111 | 7780 | 1921.25 | 21671.1 | 333.3 | 31705.65 | 51691.15 | 0.61337
2017-06-14 | 1:00 | N | 22.03 | 5 | 3 | 0.3 | 24:00 | 362 | 243 | 2985 | 1111 | 7974.86 | 1215 | 8955 | 333.3 | 18478.16 | 47503.11 | 0.38899
2017-06-14 | 2:00 | N | 10 | 4.87 | 2.61 | 0.3 | 1:00 | 294 | 212 | 2985 | 1111 | 2940 | 1032.44 | 7790.85 | 333.3 | 12096.59 | 44179.86 | 0.2738
2017-06-14 | 3:00 | N | 6 | 2.77 | 2.5 | 0.99 | 2:00 | 236 | 179 | 2985 | 1111 | 1416 | 495.83 | 7462.5 | 1099.89 | 10474.22 | 41849.05 | 0.25029
2017-06-14 | 4:00 | N | 4.59 | 2.61 | 2.5 | 0.99 | 3:00 | 201 | 205 | 2985 | 1717 | 922.59 | 535.05 | 7462.5 | 1699.83 | 10619.97 | 40215.86 | 0.26407
2017-06-14 | 5:00 | N | 3.76 | 3.11 | 2.61 | 1.22 | 4:00 | 185 | 205 | 2985 | 1717 | 695.6 | 637.55 | 7790.85 | 2094.74 | 11218.74 | 39149.68 | 0.28656
2017-06-14 | 6:00 | N | 6.18 | 6.61 | 4.61 | 1.22 | 5:00 | 207 | 283 | 2985 | 1717 | 1279.26 | 1870.63 | 13760.85 | 2094.74 | 19005.48 | 38976.81 | 0.48761
2017-06-14 | 7:00 | N | 4.87 | 6 | 5 | 5.56 | 6:00 | 327 | 438 | 2985 | 1717 | 1592.49 | 2628 | 14925 | 9546.52 | 28692.01 | 40087.76 | 0.71573
2017-06-14 | 8:00 | N | 3.01 | 5.22 | 5 | 4.85 | 7:00 | 249 | 556 | 2872 | 2219 | 749.49 | 2902.32 | 14360 | 10762.15 | 28773.96 | 41697.87 | 0.69006
2017-06-14 | 9:00 | N | 7.42 | 8.11 | 6.5 | 6.05 | 8:00 | 256 | 306 | 2872 | 2219 | 1899.52 | 2481.66 | 18668 | 13424.95 | 36474.13 | 43063.14 | 0.84699
2017-06-14 | 10:00 | N | 4.19 | 7 | 6.45 | 6 | 9:00 | 156 | 343 | 2872 | 2219 | 653.64 | 2401 | 18524.4 | 13314 | 34893.04 | 45238.94 | 0.77131
2017-06-14 | 11:00 | N | 3.01 | 7.19 | 6.37 | 5.59 | 10:00 | 196 | 315 | 2872 | 2219 | 589.96 | 2264.85 | 18294.64 | 12404.21 | 33553.66 | 48104.4 | 0.69752
2017-06-14 | 12:00 | N | 1 | 4.35 | 4.35 | 3.75 | 11:00 | 226 | 326 | 2842 | 1635 | 226 | 1418.1 | 12362.7 | 6131.25 | 20138.05 | 51243.66 | 0.39299
2017-06-14 | 13:00 | N | 1 | 5.83 | 6.72 | 5.83 | 12:00 | 222 | 319 | 2842 | 1635 | 222 | 1859.77 | 19098.24 | 9532.05 | 30712.06 | 54203.93 | 0.5666
2017-06-14 | 14:00 | N | 1.25 | 9.81 | 10.81 | 9.92 | 13:00 | 195 | 299 | 2842 | 1635 | 243.75 | 2933.19 | 30722.02 | 16219.2 | 50118.16 | 56735.22 | 0.88337
2017-06-14 | 15:00 | N | 2.11 | 17.25 | 18.25 | 0.99 | 14:00 | 205 | 237 | 2842 | 1635 | 432.55 | 4088.25 | 51866.5 | 1618.65 | 58005.95 | 59133.25 | 0.98094
2017-06-14 | 16:00 | N | 2.61 | 26.42 | 30.04 | 0.99 | 15:00 | 212 | 213 | 2842 | 1380 | 553.32 | 5627.46 | 85373.68 | 1366.2 | 92920.66 | 61043.21 | 1.5222
2017-06-14 | 17:00 | N | 2.78 | 30.5 | 33.69 | 0.99 | 16:00 | 191 | 237 | 2842 | 1380 | 530.98 | 7228.5 | 95746.98 | 1366.2 | 104872.66 | 62324.03 | 1.6827
2017-06-14 | 18:00 | N | 3.5 | 12.55 | 15 | 0.99 | 17:00 | 218 | 258 | 2842 | 1380 | 763 | 3237.9 | 42630 | 1366.2 | 47997.1 | 62998.4 | 0.76188
2017-06-14 | 19:00 | N | 3.5 | 6.12 | 11.12 | 0.97 | 18:00 | 240 | 365 | 2842 | 1380 | 840 | 2233.8 | 31603.04 | 1338.6 | 36015.44 | 62752.27 | 0.57393
2017-06-14 | 20:00 | N | 5.23 | 7 | 9 | 0.97 | 19:00 | 320 | 214 | 2842 | 1426 | 1673.6 | 1498 | 25578 | 1383.22 | 30132.82 | 61308.01 | 0.4915
2017-06-14 | 21:00 | N | 4.82 | 5.07 | 10 | 0.95 | 20:00 | 322 | 178 | 2842 | 1426 | 1552.04 | 902.46 | 28420 | 1354.7 | 32229.2 | 58828.09 | 0.54785
2017-06-14 | 22:00 | N | 14.57 | 3 | 6.72 | 0.97 | 21:00 | 337 | 173 | 2842 | 1426 | 4910.09 | 519 | 19098.24 | 1383.22 | 25910.55 | 56627.02 | 0.45757
2017-06-14 | 23:00 | N | 20 | 4.3 | 5.26 | 0.17 | 22:00 | 394 | 194 | 2842 | 1426 | 7880 | 834.2 | 14948.92 | 242.42 | 23905.54 | 55021.63 | 0.43448
2017-06-14 | 24:00 | N | 20 | 5.07 | 4.61 | 0.17 | 23:00 | 389 | 265 | 2985 | 1111 | 7780 | 1343.55 | 13760.85 | 188.87 | 23073.27 | 51335.64 | 0.44946
2017-06-15 | 1:00 | N | 11.93 | 2.59 | 2.5 | 0.25 | 24:00 | 362 | 243 | 2985 | 1111 | 4318.66 | 629.37 | 7462.5 | 277.75 | 12688.28 | 47167.73 | 0.269
2017-06-15 | 2:00 | N | 5 | 2.3 | 2.5 | 0.12 | 1:00 | 294 | 212 | 2985 | 1111 | 1470 | 487.6 | 7462.5 | 133.32 | 9553.42 | 43579.11 | 0.21922
2017-06-15 | 3:00 | N | 3.98 | 1.5 | 2.5 | 0.76 | 2:00 | 236 | 179 | 2985 | 1111 | 939.28 | 268.5 | 7462.5 | 844.36 | 9514.64 | 41249.39 | 0.23066
2017-06-15 | 4:00 | N | 3.5 | 1.5 | 2.5 | 0.76 | 3:00 | 201 | 205 | 2985 | 1717 | 703.5 | 307.5 | 7462.5 | 1304.92 | 9778.42 | 39587.94 | 0.24701
2017-06-15 | 5:00 | N | 3.11 | 1.5 | 2.5 | 0.76 | 4:00 | 185 | 205 | 2985 | 1717 | 575.35 | 307.5 | 7462.5 | 1304.92 | 9650.27 | 38595.93 | 0.25003
2017-06-15 | 6:00 | N | 3.98 | 2.47 | 2.5 | 0.8 | 5:00 | 207 | 283 | 2985 | 1717 | 823.86 | 699.01 | 7462.5 | 1373.6 | 10358.97 | 38402.7 | 0.26975
2017-06-15 | 7:00 | N | 3.5 | 2.9 | 2.5 | 3.5 | 6:00 | 327 | 438 | 2985 | 1717 | 1144.5 | 1270.2 | 7462.5 | 6009.5 | 15886.7 | 39366.56 | 0.40356
2017-06-15 | 8:00 | N | 2.61 | 3.6 | 2.5 | 3.6 | 7:00 | 249 | 556 | 2872 | 2219 | 649.89 | 2001.6 | 7180 | 7988.4 | 17819.89 | 40934.05 | 0.43533
2017-06-15 | 9:00 | N | 3.5 | 3.21 | 2.5 | 3.2 | 8:00 | 256 | 306 | 2872 | 2219 | 896 | 982.26 | 7180 | 7100.8 | 16159.06 | 42431.59 | 0.38083
2017-06-15 | 10:00 | N | 8.11 | 4 | 2.63 | 3.5 | 9:00 | 156 | 343 | 2872 | 2219 | 1265.16 | 1372 | 7553.36 | 7766.5 | 17957.02 | 44933.06 | 0.39964
2017-06-15 | 11:00 | N | 3.46 | 5.43 | 4.48 | 4.03 | 10:00 | 196 | 315 | 2872 | 2219 | 678.16 | 1710.45 | 12866.56 | 8942.57 | 24197.74 | 48047.48 | 0.50362
2017-06-15 | 12:00 | N | 1 | 8.97 | 8.87 | 5.87 | 11:00 | 226 | 326 | 2842 | 1635 | 226 | 2924.22 | 25208.54 | 9597.45 | 37956.21 | 51611.27 | 0.73542
2017-06-15 | 13:00 | N | 2 | 7.42 | 9.17 | 5 | 12:00 | 222 | 319 | 2842 | 1635 | 444 | 2366.98 | 26061.14 | 8175 | 37047.12 | 55092.45 | 0.67245
2017-06-15 | 14:00 | N | 1.75 | 14.67 | 16.48 | 14.67 | 13:00 | 195 | 299 | 2842 | 1635 | 341.25 | 4386.33 | 46836.16 | 23985.45 | 75549.19 | 58319.19 | 1.2954
2017-06-15 | 15:00 | N | 2.31 | 23.35 | 26.18 | 1.68 | 14:00 | 205 | 237 | 2842 | 1635 | 473.55 | 5533.95 | 74403.56 | 2746.8 | 83157.86 | 61329.35 | 1.3559
2017-06-15 | 16:00 | N | 3.11 | 40.5 | 49.8 | 15.43 | 15:00 | 212 | 213 | 2842 | 1380 | 659.32 | 8626.5 | 141531.6 | 21293.4 | 172110.82 | 63539.04 | 2.7087
2017-06-15 | 17:00 | N | 3.11 | 35 | 47.83 | 14.17 | 16:00 | 191 | 237 | 2842 | 1380 | 594.01 | 8295 | 135932.86 | 19554.6 | 164376.47 | 64691.26 | 2.5409
2017-06-15 | 18:00 | N | 3.48 | 8.07 | 15 | 1 | 17:00 | 218 | 258 | 2842 | 1380 | 758.64 | 2082.06 | 42630 | 1380 | 46850.7 | 65111.81 | 0.71954
2017-06-15 | 19:00 | N | 8.31 | 9.66 | 11.66 | 9.66 | 18:00 | 240 | 365 | 2842 | 1380 | 1994.4 | 3525.9 | 33137.72 | 13330.8 | 51988.82 | 64780.06 | 0.80254
2017-06-15 | 20:00 | N | 4.73 | 4.51 | 9.38 | 1.42 | 19:00 | 320 | 214 | 2842 | 1426 | 1513.6 | 965.14 | 26657.96 | 2024.92 | 31161.62 | 63387.34 | 0.49161
2017-06-15 | 21:00 | N | 3.5 | 5.14 | 10 | 1 | 20:00 | 322 | 178 | 2842 | 1426 | 1127 | 914.92 | 28420 | 1426 | 31887.92 | 60738.69 | 0.525
2017-06-15 | 22:00 | N | 9.02 | 4.45 | 7.01 | 0.97 | 21:00 | 337 | 173 | 2842 | 1426 | 3039.74 | 769.85 | 19922.42 | 1383.22 | 25115.23 | 58283.57 | 0.43091
2017-06-15 | 23:00 | N | 11.45 | 5.46 | 5.66 | 0.12 | 22:00 | 394 | 194 | 2842 | 1426 | 4511.3 | 1059.24 | 16085.72 | 171.12 | 21827.38 | 56339.62 | 0.38743
2017-06-15 | 24:00 | N | 8.61 | 3.51 | 3.51 | 0.17 | 23:00 | 389 | 265 | 2985 | 1111 | 3349.29 | 930.15 | 10477.35 | 188.87 | 14945.66 | 52443.42 | 0.28499
2017-06-16 | 1:00 | N | 8.61 | 3.11 | 2.29 | 0.17 | 24:00 | 362 | 243 | 2985 | 1111 | 3116.82 | 755.73 | 6835.65 | 188.87 | 10897.07 | 48215.77 | 0.22601
2017-06-16 | 2:00 | N | 4.66 | 2.11 | 2 | 0.12 | 1:00 | 294 | 212 | 2985 | 1111 | 1370.04 | 447.32 | 5970 | 133.32 | 7920.68 | 44706.67 | 0.17717
2017-06-16 | 3:00 | N | 3.5 | 2 | 2 | 0.97 | 2:00 | 236 | 179 | 2985 | 1111 | 826 | 358 | 5970 | 1077.67 | 8231.67 | 42157.63 | 0.19526
2017-06-16 | 4:00 | N | 3.5 | 1.8 | 2 | 0.97 | 3:00 | 201 | 205 | 2985 | 1717 | 703.5 | 369 | 5970 | 1665.49 | 8707.99 | 40373.69 | 0.21568
2017-06-16 | 5:00 | N | 3.15 | 2 | 2 | 0.97 | 4:00 | 185 | 205 | 2985 | 1717 | 582.75 | 410 | 5970 | 1665.49 | 8628.24 | 39259.43 | 0.21977
2017-06-16 | 6:00 | N | 5 | 3.11 | 2 | 0.97 | 5:00 | 207 | 283 | 2985 | 1717 | 1035 | 880.13 | 5970 | 1665.49 | 9550.62 | 38941.48 | 0.24526
2017-06-16 | 7:00 | N | 3.6 | 4 | 2 | 3.5 | 6:00 | 327 | 438 | 2985 | 1717 | 1177.2 | 1752 | 5970 | 6009.5 | 14908.7 | 39674.11 | 0.37578
2017-06-16 | 8:00 | N | 2.66 | 4 | 2 | 3.4 | 7:00 | 249 | 556 | 2872 | 2219 | 662.34 | 2224 | 5744 | 7544.6 | 16174.94 | 40984.82 | 0.39466
2017-06-16 | 9:00 | N | 3.46 | 4 | 2.44 | 2.55 | 8:00 | 256 | 306 | 2872 | 2219 | 885.76 | 1224 | 7007.68 | 5658.45 | 14775.89 | 42469.05 | 0.34792
2017-06-16 | 10:00 | N | 3.5 | 3.76 | 2.5 | 3.14 | 9:00 | 156 | 343 | 2872 | 2219 | 546 | 1289.68 | 7180 | 6967.66 | 15983.34 | 45307.42 | 0.35278
2017-06-16 | 11:00 | N | 2.61 | 5.6 | 4.51 | 4 | 10:00 | 196 | 315 | 2872 | 2219 | 511.56 | 1764 | 12952.72 | 8876 | 24104.28 | 48778.47 | 0.49416
2017-06-16 | 12:00 | N | 1 | 6.01 | 6.01 | 5.49 | 11:00 | 226 | 326 | 2842 | 1635 | 226 | 1959.26 | 17080.42 | 8976.15 | 28241.83 | 52493.57 | 0.53801
2017-06-16 | 13:00 | N | 2 | 10 | 10 | 10 | 12:00 | 222 | 319 | 2842 | 1635 | 444 | 3190 | 28420 | 16350 | 48404 | 55976.26 | 0.86472
2017-06-16 | 14:00 | N | 1.68 | 14.51 | 15.04 | 15.04 | 13:00 | 195 | 299 | 2842 | 1635 | 327.6 | 4338.49 | 42743.68 | 24590.4 | 72000.17 | 59070.34 | 1.2189
2017-06-16 | 15:00 | N | 2.11 | 15.01 | 28.32 | 6.41 | 14:00 | 205 | 237 | 2842 | 1635 | 432.55 | 3557.37 | 80485.44 | 10480.35 | 94955.71 | 61976.77 | 1.5321
2017-06-16 | 16:00 | N | 2.53 | 25 | 52.33 | 19.16 | 15:00 | 212 | 213 | 2842 | 1380 | 536.36 | 5325 | 148721.86 | 26440.8 | 181024.02 | 64166.51 | 2.8212
2017-06-16 | 17:00 | N | 2.41 | 19.7 | 53.59 | 14.45 | 16:00 | 191 | 237 | 2842 | 1380 | 460.31 | 4668.9 | 152302.78 | 19941 | 177372.99 | 65303.82 | 2.7161
2017-06-16 | 18:00 | N | 3.11 | 11.64 | 15 | 1.33 | 17:00 | 218 | 258 | 2842 | 1380 | 677.98 | 3003.12 | 42630 | 1835.4 | 48146.5 | 65629.05 | 0.73362
2017-06-16 | 19:00 | N | 3.5 | 6.75 | 11.75 | 5.79 | 18:00 | 240 | 365 | 2842 | 1380 | 840 | 2463.75 | 33393.5 | 7990.2 | 44687.45 | 65324.93 | 0.68408
2017-06-16 | 20:00 | N | 2.61 | 4 | 8 | 1.26 | 19:00 | 320 | 214 | 2842 | 1426 | 835.2 | 856 | 22736 | 1796.76 | 26223.96 | 63784.06 | 0.41114
2017-06-16 | 21:00 | N | 3.5 | 3.72 | 7.19 | 0.97 | 20:00 | 322 | 178 | 2842 | 1426 | 1127 | 662.16 | 20433.98 | 1383.22 | 23606.36 | 61295.17 | 0.38513
2017-06-16 | 22:00 | N | 8.61 | 3 | 4.21 | 0.97 | 21:00 | 337 | 173 | 2842 | 1426 | 2901.57 | 519 | 11964.82 | 1383.22 | 16768.61 | 58612.57 | 0.28609
2017-06-16 | 23:00 | N | 8.11 | 4.19 | 5.19 | 0.17 | 22:00 | 394 | 194 | 2842 | 1426 | 3195.34 | 812.86 | 14749.98 | 242.42 | 19000.6 | 56667.3 | 0.3353
2017-06-16 | 24:00 | N | 5.15 | 3.15 | 2.92 | 0.17 | 23:00 | 389 | 265 | 2985 | 1111 | 2003.35 | 834.75 | 8716.2 | 188.87 | 11743.17 | 53161.14 | 0.2209
2017-06-17 | 1:00 | N | 8.61 | 2.14 | 2.11 | 0.17 | 24:00 | 362 | 243 | 2985 | 1111 | 3116.82 | 520.02 | 6298.35 | 188.87 | 10124.06 | 49272.15 | 0.20547
2017-06-17 | 2:00 | N | 4.42 | 1.99 | 2 | 0.18 | 1:00 | 294 | 212 | 2985 | 1111 | 1299.48 | 421.88 | 5970 | 199.98 | 7891.34 | 45721.85 | 0.17259
2017-06-17 | 3:00 | N | 4.28 | 1.5 | 2 | 0.97 | 2:00 | 236 | 179 | 2985 | 1111 | 1010.08 | 268.5 | 5970 | 1077.67 | 8326.25 | 42959.57 | 0.19382
2017-06-17 | 4:00 | N | 3.73 | 1.5 | 2 | 0.97 | 3:00 | 201 | 205 | 2985 | 1717 | 749.73 | 307.5 | 5970 | 1665.49 | 8692.72 | 40975.96 | 0.21214
2017-06-17 | 5:00 | N | 3.5 | 1.5 | 2 | 0.97 | 4:00 | 185 | 205 | 2985 | 1717 | 647.5 | 307.5 | 5970 | 1665.49 | 8590.49 | 39559.18 | 0.21716
2017-06-17 | 6:00 | N | 5 | 2.31 | 2 | 0.97 | 5:00 | 207 | 283 | 2985 | 1717 | 1035 | 653.73 | 5970 | 1665.49 | 9324.22 | 38772.3 | 0.24049
2017-06-17 | 7:00 | N | 3.98 | 2.91 | 2.11 | 3.5 | 6:00 | 327 | 438 | 2985 | 1717 | 1301.46 | 1274.58 | 6298.35 | 6009.5 | 14883.89 | 38599.11 | 0.3856
2017-06-17 | 8:00 | N | 3.01 | 3.4 | 2.11 | 3.4 | 7:00 | 249 | 556 | 2872 | 2219 | 749.49 | 1890.4 | 6059.92 | 7544.6 | 16244.41 | 38559.5 | 0.42128
2017-06-17 | 9:00 | N | 3.5 | 2.44 | 2 | 2.49 | 8:00 | 256 | 306 | 2872 | 2219 | 896 | 746.64 | 5744 | 5525.31 | 12911.95 | 39354.86 | 0.32809
2017-06-17 | 10:00 | N | 3.46 | 2.61 | 2.5 | 2.92 | 9:00 | 156 | 343 | 2872 | 2219 | 539.76 | 895.23 | 7180 | 6479.48 | 15094.47 | 42229.16 | 0.35744
2017-06-17 | 11:00 | N | 2.31 | 4 | 2.5 | 3.38 | 10:00 | 196 | 315 | 2872 | 2219 | 452.76 | 1260 | 7180 | 7500.22 | 16392.98 | 45864.28 | 0.35742
2017-06-17 | 12:00 | N | 1 | 5 | 4.9 | 5 | 11:00 | 226 | 326 | 2842 | 1635 | 226 | 1630 | 13925.8 | 8175 | 23956.8 | 49556.55 | 0.48342
2017-06-17 | 13:00 | N | 1.1 | 7.37 | 7.92 | 7.37 | 12:00 | 222 | 319 | 2842 | 1635 | 244.2 | 2351.03 | 22508.64 | 12049.95 | 37153.82 | 52898.12 | 0.70237
2017-06-17 | 14:00 | N | 1.61 | 14.46 | 15.62 | 14.73 | 13:00 | 195 | 299 | 2842 | 1635 | 313.95 | 4323.54 | 44392.04 | 24083.55 | 73113.08 | 55922.76 | 1.3074
2017-06-17 | 15:00 | N | 2.15 | 15 | 22.67 | 5.84 | 14:00 | 205 | 237 | 2842 | 1635 | 440.75 | 3555 | 64428.14 | 9548.4 | 77972.29 | 58414.44 | 1.3348
2017-06-17 | 16:00 | N | 2.75 | 30.85 | 40.56 | 15 | 15:00 | 212 | 213 | 2842 | 1380 | 583 | 6571.05 | 115271.52 | 20700 | 143125.57 | 60309.12 | 2.3732
2017-06-17 | 17:00 | N | 3.01 | 31.21 | 42.6 | 15 | 16:00 | 191 | 237 | 2842 | 1380 | 574.91 | 7396.77 | 121069.2 | 20700 | 149740.88 | 61428.44 | 2.4376
2017-06-17 | 18:00 | N | 3.5 | 14.05 | 20.18 | 1.49 | 17:00 | 218 | 258 | 2842 | 1380 | 763 | 3624.9 | 57351.56 | 2056.2 | 63795.66 | 61931.77 | 1.0301
2017-06-17 | 19:00 | N | 3.5 | 5.87 | 15.35 | 1 | 18:00 | 240 | 365 | 2842 | 1380 | 840 | 2142.55 | 43624.7 | 1380 | 47987.25 | 61664.85 | 0.77819
2017-06-17 | 20:00 | N | 3.5 | 4 | 11.44 | 1.27 | 19:00 | 320 | 214 | 2842 | 1426 | 1120 | 856 | 32512.48 | 1811.02 | 36299.5 | 60358 | 0.6014
2017-06-17 | 21:00 | N | 4.81 | 3.11 | 8 | 1 | 20:00 | 322 | 178 | 2842 | 1426 | 1548.82 | 553.58 | 22736 | 1426 | 26264.4 | 58351.92 | 0.4501
2017-06-17 | 22:00 | N | 10.23 | 3 | 4.02 | 1.18 | 21:00 | 337 | 173 | 2842 | 1426 | 3447.51 | 519 | 11424.84 | 1682.68 | 17074.03 | 56492.47 | 0.30224
2017-06-17 | 23:00 | N | 8.61 | 4.64 | 4.84 | 0.17 | 22:00 | 394 | 194 | 2842 | 1426 | 3392.34 | 900.16 | 13755.28 | 242.42 | 18290.2 | 55049.63 | 0.33225
2017-06-17 | 24:00 | N | 6.82 | 3 | 3 | 0.17 | 23:00 | 389 | 265 | 2985 | 1111 | 2652.98 | 795 | 8955 | 188.87 | 12591.85 | 52109.24 | 0.24164
2017-06-18 | 1:00 | N | 8.61 | 2.21 | 2.11 | 0.25 | 24:00 | 362 | 243 | 2985 | 1111 | 3116.82 | 537.03 | 6298.35 | 277.75 | 10229.95 | 48654.12 | 0.21026
2017-06-18 | 2:00 | N | 3.98 | 1.97 | 2 | 0.25 | 1:00 | 294 | 212 | 2985 | 1111 | 1170.12 | 417.64 | 5970 | 277.75 | 7835.51 | 45590.99 | 0.17187
2017-06-18 | 3:00 | N | 3.8 | 1.5 | 2 | 1 | 2:00 | 236 | 179 | 2985 | 1111 | 896.8 | 268.5 | 5970 | 1111 | 8246.3 | 43053.44 | 0.19154
2017-06-18 | 4:00 | N | 3.5 | 1.5 | 2 | 1 | 3:00 | 201 | 205 | 2985 | 1717 | 703.5 | 307.5 | 5970 | 1717 | 8698 | 41133.48 | 0.21146
2017-06-18 | 5:00 | N | 3.21 | 1.5 | 2 | 1 | 4:00 | 185 | 205 | 2985 | 1717 | 593.85 | 307.5 | 5970 | 1717 | 8588.35 | 39681.39 | 0.21643
2017-06-18 | 6:00 | N | 5 | 2.31 | 2 | 1 | 5:00 | 207 | 283 | 2985 | 1717 | 1035 | 653.73 | 5970 | 1717 | 9375.73 | 38745.49 | 0.24198
2017-06-18 | 7:00 | N | 3.5 | 4 | 2.11 | 4.25 | 6:00 | 327 | 438 | 2985 | 1717 | 1144.5 | 1752 | 6298.35 | 7297.25 | 16492.1 | 38289.65 | 0.43072
2017-06-18 | 8:00 | N | 3.01 | 4 | 2.11 | 4.8 | 7:00 | 249 | 556 | 2872 | 2219 | 749.49 | 2224 | 6059.92 | 10651.2 | 19684.61 | 37825.79 | 0.5204
2017-06-18 | 9:00 | N | 3.5 | 4 | 2 | 6 | 8:00 | 256 | 306 | 2872 | 2219 | 896 | 1224 | 5744 | 13314 | 21178 | 38415.85 | 0.55128
2017-06-18 | 10:00 | N | 3.98 | 4 | 2.5 | 10 | 9:00 | 156 | 343 | 2872 | 2219 | 620.88 | 1372 | 7180 | 22190 | 31362.88 | 41348.89 | 0.75849
2017-06-18 | 11:00 | N | 2.61 | 5.54 | 3.36 | 6.98 | 10:00 | 196 | 315 | 2872 | 2219 | 511.56 | 1745.1 | 9649.92 | 15488.62 | 27395.2 | 45086.4 | 0.60762
2017-06-18 | 12:00 | N | 1 | 3.6 | 2.5 | 5.38 | 11:00 | 226 | 326 | 2842 | 1635 | 226 | 1173.6 | 7105 | 8796.3 | 17300.9 | 48638.55 | 0.3557
2017-06-18 | 13:00 | N | 1 | 3.9 | 4.9 | 8 | 12:00 | 222 | 319 | 2842 | 1635 | 222 | 1244.1 | 13925.8 | 13080 | 28471.9 | 51976.92 | 0.54778
2017-06-18 | 14:00 | N | 1.34 | 7.53 | 9.84 | 13.82 | 13:00 | 195 | 299 | 2842 | 1635 | 261.3 | 2251.47 | 27965.28 | 22595.7 | 53073.75 | 55080.13 | 0.96357
2017-06-18 | 15:00 | N | 2.11 | 14.08 | 15.08 | 1.38 | 14:00 | 205 | 237 | 2842 | 1635 | 432.55 | 3336.96 | 42857.36 | 2256.3 | 48883.17 | 57515 | 0.84992
2017-06-18 | 16:00 | N | 2.72 | 30.85 | 40.75 | 18.36 | 15:00 | 212 | 213 | 2842 | 1380 | 576.64 | 6571.05 | 115811.5 | 25336.8 | 148295.99 | 59528.6 | 2.4912
2017-06-18 | 17:00 | N | 2.92 | 31.72 | 52.25 | 23.68 | 16:00 | 191 | 237 | 2842 | 1380 | 557.72 | 7517.64 | 148494.5 | 32678.4 | 189248.26 | 60890.01 | 3.108
2017-06-18 | 18:00 | N | 3.04 | 15.26 | 21.06 | 3.42 | 17:00 | 218 | 258 | 2842 | 1380 | 662.72 | 3937.08 | 59852.52 | 4719.6 | 69171.92 | 61537.5 | 1.1241
2017-06-18 | 19:00 | N | 3.5 | 6.22 | 14.28 | 1.48 | 18:00 | 240 | 365 | 2842 | 1380 | 840 | 2270.3 | 40583.76 | 2042.4 | 45736.46 | 61440.54 | 0.7444
2017-06-18 | 20:00 | N | 2.61 | 3.8 | 9.18 | 1 | 19:00 | 320 | 214 | 2842 | 1426 | 835.2 | 813.2 | 26089.56 | 1426 | 29163.96 | 60120.2 | 0.48509
2017-06-18 | 21:00 | N | 3.53 | 4.8 | 6.63 | 0.99 | 20:00 | 322 | 178 | 2842 | 1426 | 1136.66 | 854.4 | 18842.46 | 1411.74 | 22245.26 | 58081.1 | 0.383
2017-06-18 | 22:00 | N | 8.61 | 4.01 | 5.01 | 1.61 | 21:00 | 337 | 173 | 2842 | 1426 | 2901.57 | 693.73 | 14238.42 | 2295.86 | 20129.58 | 56477.29 | 0.35642
2017-06-18 | 23:00 | N | 8.11 | 3.4 | 5.71 | 0.25 | 22:00 | 394 | 194 | 2842 | 1426 | 3195.34 | 659.6 | 16227.82 | 356.5 | 20439.26 | 55105.36 | 0.37091
2017-06-18 | 24:00 | N | 5.47 | 3.29 | 4.29 | 0.25 | 23:00 | 389 | 265 | 2985 | 1111 | 2127.83 | 871.85 | 12805.65 | 277.75 | 16083.08 | 51775.09 | 0.31063
2017-06-19 | 1:00 | N | 8.61 | 2.4 | 2.5 | 0.17 | 24:00 | 362 | 243 | 2985 | 1111 | 3116.82 | 583.2 | 7462.5 | 188.87 | 11351.39 | 47727.19 | 0.23784
2017-06-19 | 2:00 | N | 3.5 | 1.87 | 2.03 | 0.17 | 1:00 | 294 | 212 | 2985 | 1111 | 1029 | 396.44 | 6059.55 | 188.87 | 7673.86 | 44317.13 | 0.17316
2017-06-19 | 3:00 | N | 3.11 | 1.5 | 2 | 0.99 | 2:00 | 236 | 179 | 2985 | 1111 | 733.96 | 268.5 | 5970 | 1099.89 | 8072.35 | 41716.61 | 0.1935
2017-06-19 | 4:00 | N | 2.61 | 1.5 | 2 | 0.99 | 3:00 | 201 | 205 | 2985 | 1717 | 524.61 | 307.5 | 5970 | 1699.83 | 8501.94 | 39928.07 | 0.21293
2017-06-19 | 5:00 | N | 2.61 | 1.5 | 2 | 0.99 | 4:00 | 185 | 205 | 2985 | 1717 | 482.85 | 307.5 | 5970 | 1699.83 | 8460.18 | 38910.92 | 0.21742
2017-06-19 | 6:00 | N | 3.44 | 2.43 | 2.43 | 0.99 | 5:00 | 207 | 283 | 2985 | 1717 | 712.08 | 687.69 | 7253.55 | 1699.83 | 10353.15 | 38708.59 | 0.26746
2017-06-19 | 7:00 | N | 2.61 | 3.4 | 2.93 | 4.62 | 6:00 | 327 | 438 | 2985 | 1717 | 853.47 | 1489.2 | 8746.05 | 7932.54 | 19021.26 | 39671.19 | 0.47947
2017-06-19 | 8:00 | N | 2.31 | 3.46 | 3.33 | 4.62 | 7:00 | 249 | 556 | 2872 | 2219 | 575.19 | 1923.76 | 9563.76 | 10251.78 | 22314.49 | 41223.04 | 0.54131
2017-06-19 | 9:00 | N | 2.31 | 4.85 | 4.63 | 4.8 | 8:00 | 256 | 306 | 2872 | 2219 | 591.36 | 1484.1 | 13297.36 | 10651.2 | 26024.02 | 42392.65 | 0.61388
2017-06-19 | 10:00 | N | 3.01 | 4.4 | 4.61 | 4.4 | 9:00 | 156 | 343 | 2872 | 2219 | 469.56 | 1509.2 | 13239.92 | 9763.6 | 24982.28 | 44298.71 | 0.56395
2017-06-19 | 11:00 | N | 2.31 | 6.62 | 6.98 | 6 | 10:00 | 196 | 315 | 2872 | 2219 | 452.76 | 2085.3 | 20046.56 | 13314 | 35898.62 | 46396.38 | 0.77374
2017-06-19 | 12:00 | N | 1 | 11.86 | 11.86 | 11.86 | 11:00 | 226 | 326 | 2842 | 1635 | 226 | 3866.36 | 33706.12 | 19391.1 | 57189.58 | 48645.78 | 1.1756
2017-06-19 | 13:00 | N | 1.26 | 15 | 16 | 15 | 12:00 | 222 | 319 | 2842 | 1635 | 279.72 | 4785 | 45472 | 24525 | 75061.72 | 50913.49 | 1.4743
2017-06-19 | 14:00 | N | 1.61 | 19.88 | 22.25 | 18.75 | 13:00 | 195 | 299 | 2842 | 1635 | 313.95 | 5944.12 | 63234.5 | 30656.25 | 100148.82 | 53311.44 | 1.8786
2017-06-19 | 15:00 | N | 2.11 | 25 | 39.93 | 10.33 | 14:00 | 205 | 237 | 2842 | 1635 | 432.55 | 5925 | 113481.06 | 16889.55 | 136728.16 | 55870.46 | 2.4472
2017-06-19 | 16:00 | N | 2.61 | 44.69 | 65.51 | 26.55 | 15:00 | 212 | 213 | 2842 | 1380 | 553.32 | 9518.97 | 186179.42 | 36639 | 232890.71 | 58197.51 | 4.0017
2017-06-19 | 17:00 | N | 2.61 | 42.19 | 59.25 | 25 | 16:00 | 191 | 237 | 2842 | 1380 | 498.51 | 9999.03 | 168388.5 | 34500 | 213386.04 | 60131.3 | 3.5487
2017-06-19 | 18:00 | N | 2.37 | 24.91 | 29.91 | 7.11 | 17:00 | 218 | 258 | 2842 | 1380 | 516.66 | 6426.78 | 85004.22 | 9811.8 | 101759.46 | 61278.1 | 1.6606
2017-06-19 | 19:00 | N | 2.31 | 12.48 | 19.08 | 6.52 | 18:00 | 240 | 365 | 2842 | 1380 | 554.4 | 4555.2 | 54225.36 | 8997.6 | 68332.56 | 61343.89 | 1.1139
2017-06-19 | 20:00 | N | 2.31 | 12.52 | 19.26 | 1.23 | 19:00 | 320 | 214 | 2842 | 1426 | 739.2 | 2679.28 | 54736.92 | 1753.98 | 59909.38 | 60285.7 | 0.99376
2017-06-19 | 21:00 | N | 3.5 | 8.66 | 13.92 | 1.52 | 20:00 | 322 | 178 | 2842 | 1426 | 1127 | 1541.48 | 39560.64 | 2167.52 | 44396.64 | 58118.86 | 0.76389
2017-06-19 | 22:00 | N | 5 | 7.78 | 9.78 | 1.57 | 21:00 | 337 | 173 | 2842 | 1426 | 1685 | 1345.94 | 27794.76 | 2238.82 | 33064.52 | 55944.88 | 0.59102
2017-06-19 | 23:00 | N | 7 | 6.98 | 7.98 | 0.3 | 22:00 | 394 | 194 | 2842 | 1426 | 2758 | 1354.12 | 22679.16 | 427.8 | 27219.08 | 54281.99 | 0.50144
2017-06-19 | 24:00 | N | 5 | 3.03 | 4.03 | 0.25 | 23:00 | 389 | 265 | 2985 | 1111 | 1945 | 802.95 | 12029.55 | 277.75 | 15055.25 | 50552.73 | 0.29781
2017-06-20 | 1:00 | N | 5 | 1.8 | 2 | 0.25 | 24:00 | 362 | 243 | 2985 | 1111 | 1810 | 437.4 | 5970 | 277.75 | 8495.15 | 46403.17 | 0.18307
2017-06-20 | 2:00 | N | 3.11 | 1.5 | 2 | 0.25 | 1:00 | 294 | 212 | 2985 | 1111 | 914.34 | 318 | 5970 | 277.75 | 7480.09 | 42771.16 | 0.17489
2017-06-20 | 3:00 | N | 2.9 | 1.25 | 2 | 0.99 | 2:00 | 236 | 179 | 2985 | 1111 | 684.4 | 223.75 | 5970 | 1099.89 | 7978.04 | 40243.46 | 0.19824
2017-06-20 | 4:00 | N | 2.27 | 1 | 2 | 0.99 | 3:00 | 201 | 205 | 2985 | 1717 | 456.27 | 205 | 5970 | 1699.83 | 8331.1 | 38446.45 | 0.21669
2017-06-20 | 5:00 | N | 2.11 | 1.01 | 2 | 0.99 | 4:00 | 185 | 205 | 2985 | 1717 | 390.35 | 207.05 | 5970 | 1699.83 | 8267.23 | 37374.36 | 0.2212
2017-06-20 | 6:00 | N | 3.01 | 1.5 | 2 | 0.99 | 5:00 | 207 | 283 | 2985 | 1717 | 623.07 | 424.5 | 5970 | 1699.83 | 8717.4 | 37163.97 | 0.23457
2017-06-20 | 7:00 | N | 2.61 | 2.31 | 2 | 2.3 | 6:00 | 327 | 438 | 2985 | 1717 | 853.47 | 1011.78 | 5970 | 3949.1 | 11784.35 | 38241.7 | 0.30815
2017-06-20 | 8:00 | N | 2.11 | 2.31 | 2.22 | 3.4 | 7:00 | 249 | 556 | 2872 | 2219 | 525.39 | 1284.36 | 6375.84 | 7544.6 | 15730.19 | 39749.46 | 0.39573
2017-06-20 | 9:00 | N | 2.31 | 2.56 | 2.5 | 2.55 | 8:00 | 256 | 306 | 2872 | 2219 | 591.36 | 783.36 | 7180 | 5658.45 | 14213.17 | 41579.9 | 0.34183
2017-06-20 | 10:00 | N | 3.46 | 4.53 | 4.53 | 4.14 | 9:00 | 156 | 343 | 2872 | 2219 | 539.76 | 1553.79 | 13010.16 | 9186.66 | 24290.37 | 44429.94 | 0.54671
2017-06-20 | 11:00 | N | 2.61 | 7.31 | 7.31 | 5.71 | 10:00 | 196 | 315 | 2872 | 2219 | 511.56 | 2302.65 | 20994.32 | 12670.49 | 36479.02 | 47859.13 | 0.76222
2017-06-20 | 12:00 | N | 1 | 9.95 | 10 | 7.5 | 11:00 | 226 | 326 | 2842 | 1635 | 226 | 3243.7 | 28420 | 12262.5 | 44152.2 | 51765.04 | 0.85293
2017-06-20 | 13:00 | N | 1.41 | 11.46 | 12.06 | 11.46 | 12:00 | 222 | 319 | 2842 | 1635 | 313.02 | 3655.74 | 34274.52 | 18737.1 | 56980.38 | 55271.3 | 1.0309
2017-06-20 | 14:00 | N | 1.78 | 20.44 | 22.25 | 20.44 | 13:00 | 195 | 299 | 2842 | 1635 | 347.1 | 6111.56 | 63234.5 | 33419.4 | 103112.56 | 58164.02 | 1.7728
2017-06-20 | 15:00 | N | 1.85 | 15.17 | 27.8 | 14.5 | 14:00 | 205 | 237 | 2842 | 1635 | 379.25 | 3595.29 | 79007.6 | 23707.5 | 106689.64 | 60696.92 | 1.7577
2017-06-20 | 16:00 | N | 2.11 | 42.53 | 55.01 | 25.01 | 15:00 | 212 | 213 | 2842 | 1380 | 447.32 | 9058.89 | 156338.42 | 34513.8 | 200358.43 | 62747.95 | 3.1931
2017-06-20 | 17:00 | N | 2.12 | 24.45 | 37.94 | 20 | 16:00 | 191 | 237 | 2842 | 1380 | 404.92 | 5794.65 | 107825.48 | 27600 | 141625.05 | 64052.95 | 2.2111
2017-06-20 | 18:00 | N | 2.32 | 12.01 | 19.22 | 11.16 | 17:00 | 218 | 258 | 2842 | 1380 | 505.76 | 3098.58 | 54623.24 | 15400.8 | 73628.38 | 64682.24 | 1.1383
2017-06-20 | 19:00 | N | 2.31 | 8.28 | 15.01 | 6.86 | 18:00 | 240 | 365 | 2842 | 1380 | 554.4 | 3022.2 | 42658.42 | 9466.8 | 55701.82 | 64142.4 | 0.86841
2017-06-20 | 20:00 | N | 2.31 | 6.45 | 15.25 | 4.39 | 19:00 | 320 | 214 | 2842 | 1426 | 739.2 | 1380.3 | 43340.5 | 6260.14 | 51720.14 | 62551.26 | 0.82684
2017-06-20 | 21:00 | N | 3.5 | 4.87 | 12.74 | 1.24 | 20:00 | 322 | 178 | 2842 | 1426 | 1127 | 866.86 | 36207.08 | 1768.24 | 39969.18 | 60251.45 | 0.66337
2017-06-20 | 22:00 | N | 6.08 | 7.68 | 8.68 | 1.61 | 21:00 | 337 | 173 | 2842 | 1426 | 2048.96 | 1328.64 | 24668.56 | 2295.86 | 30342.02 | 57767.74 | 0.52524
2017-06-20 | 23:00 | N | 7 | 5.41 | 6.41 | 0.3 | 22:00 | 394 | 194 | 2842 | 1426 | 2758 | 1049.54 | 18217.22 | 427.8 | 22452.56 | 55840.54 | 0.40208
2017-06-20 | 24:00 | N | 5 | 2.29 | 2.67 | 0.25 | 23:00 | 389 | 265 | 2985 | 1111 | 1945 | 606.85 | 7969.95 | 277.75 | 10799.55 | 51784.45 | 0.20855
2017-06-21 | 1:00 | N | 5 | 1.5 | 2 | 0.17 | 24:00 | 362 | 243 | 2985 | 1111 | 1810 | 364.5 | 5970 | 188.87 | 8333.37 | 47296.35 | 0.17619
2017-06-21 | 2:00 | N | 3.58 | 1.5 | 2 | 0.17 | 1:00 | 294 | 212 | 2985 | 1111 | 1052.52 | 318 | 5970 | 188.87 | 7529.39 | 43521.08 | 0.17301
2017-06-21 | 3:00 | N | 3.5 | 1.01 | 2 | 0.99 | 2:00 | 236 | 179 | 2985 | 1111 | 826 | 180.79 | 5970 | 1099.89 | 8076.68 | 40865.26 | 0.19764
2017-06-21 | 4:00 | N | 3.11 | 1 | 2 | 0.99 | 3:00 | 201 | 205 | 2985 | 1717 | 625.11 | 205 | 5970 | 1699.83 | 8499.94 | 38883.37 | 0.2186
2017-06-21 | 5:00 | N | 2.96 | 1.01 | 2 | 0.99 | 4:00 | 185 | 205 | 2985 | 1717 | 547.6 | 207.05 | 5970 | 1699.83 | 8424.48 | 37549.29 | 0.22436
2017-06-21 | 6:00 | N | 3.5 | 1.5 | 2 | 0.99 | 5:00 | 207 | 283 | 2985 | 1717 | 724.5 | 424.5 | 5970 | 1699.83 | 8818.83 | 37186.04 | 0.23715
2017-06-21 | 7:00 | N | 3.95 | 2.31 | 2.5 | 2 | 6:00 | 327 | 438 | 2985 | 1717 | 1291.65 | 1011.78 | 7462.5 | 3434 | 13199.93 | 38054.54 | 0.34687
2017-06-21 | 8:00 | N | 2.61 | 2.28 | 2.5 | 2.5 | 7:00 | 249 | 556 | 2872 | 2219 | 649.89 | 1267.68 | 7180 | 5547.5 | 14645.07 | 39528.27 | 0.3705
2017-06-21 | 9:00 | N | 3.5 | 2.5 | 2.5 | 2.55 | 8:00 | 256 | 306 | 2872 | 2219 | 896 | 765 | 7180 | 5658.45 | 14499.45 | 40863.06 | 0.35483
2017-06-21 | 10:00 | N | 3.5 | 2.69 | 2.61 | 2.55 | 9:00 | 156 | 343 | 2872 | 2219 | 546 | 922.67 | 7495.92 | 5658.45 | 14623.04 | 43230 | 0.33826
2017-06-21 | 11:00 | N | 2.55 | 5.02 | 4.73 | 4.27 | 10:00 | 196 | 315 | 2872 | 2219 | 499.8 | 1581.3 | 13584.56 | 9475.13 | 25140.79 | 46181.03 | 0.5444
2017-06-21 | 12:00 | N | 1 | 6.2 | 7.2 | 5.5 | 11:00 | 226 | 326 | 2842 | 1635 | 226 | 2021.2 | 20462.4 | 8992.5 | 31702.1 | 49519.85 | 0.64019
2017-06-21 | 13:00 | N | 1 | 7.25 | 8.25 | 6 | 12:00 | 222 | 319 | 2842 | 1635 | 222 | 2312.75 | 23446.5 | 9810 | 35791.25 | 52687.5 | 0.67931
2017-06-21 | 14:00 | N | 1.21 | 12.44 | 13.44 | 12.92 | 13:00 | 195 | 299 | 2842 | 1635 | 235.95 | 3719.56 | 38196.48 | 21124.2 | 63276.19 | 55493.82 | 1.1402
2017-06-21 | 15:00 | N | 2.09 | 15 | 19.71 | 8.77 | 14:00 | 205 | 237 | 2842 | 1635 | 428.45 | 3555 | 56015.82 | 14338.95 | 74338.22 | 57961.42 | 1.2825
2017-06-21 | 16:00 | N | 3.5 | 29.43 | 31.03 | 14.14 | 15:00 | 212 | 213 | 2842 | 1380 | 742 | 6268.59 | 88187.26 | 19513.2 | 114711.05 | 59286.47 | 1.9349
2017-06-21 | 17:00 | N | 3 | 23.86 | 30.49 | 14.14 | 16:00 | 191 | 237 | 2842 | 1380 | 573 | 5654.82 | 86652.58 | 19513.2 | 112393.6 | 59652.68 | 1.8841
2017-06-21 | 18:00 | N | 3.5 | 6 | 12.85 | 5 | 17:00 | 218 | 258 | 2842 | 1380 | 763 | 1548 | 36519.7 | 6900 | 45730.7 | 59549.26 | 0.76795
2017-06-21 | 19:00 | N | 3.5 | 4 | 10.08 | 2.68 | 18:00 | 240 | 365 | 2842 | 1380 | 840 | 1460 | 28647.36 | 3698.4 | 34645.76 | 58870.61 | 0.58851
2017-06-21 | 20:00 | N | 3.5 | 4 | 8.9 | 1.56 | 19:00 | 320 | 214 | 2842 | 1426 | 1120 | 856 | 25293.8 | 2224.56 | 29494.36 | 57445.57 | 0.51343
2017-06-21 | 21:00 | N | 3.56 | 4 | 7.85 | 1.08 | 20:00 | 322 | 178 | 2842 | 1426 | 1146.32 | 712 | 22309.7 | 1540.08 | 25708.1 | 55358.49 | 0.46439
2017-06-21 | 22:00 | N | 5.94 | 2.31 | 4.6 | 0.99 | 21:00 | 337 | 173 | 2842 | 1426 | 2001.78 | 399.63 | 13073.2 | 1411.74 | 16886.35 | 53468.66 | 0.31582
2017-06-21 | 23:00 | N | 7 | 3.63 | 4.64 | 0.12 | 22:00 | 394 | 194 | 2842 | 1426 | 2758 | 704.22 | 13186.88 | 171.12 | 16820.22 | 52072.22 | 0.32302
2017-06-21 | 24:00 | N | 5 | 1.87 | 2.5 | 0.17 | 23:00 | 389 | 265 | 2985 | 1111 | 1945 | 495.55 | 7462.5 | 188.87 | 10091.92 | 48524.2 | 0.20798
2017-06-22 | 1:00 | N | 5 | 1.8 | 2 | 0.17 | 24:00 | 362 | 243 | 2985 | 1111 | 1810 | 437.4 | 5970 | 188.87 | 8406.27 | 44579.16 | 0.18857
2017-06-22 | 2:00 | N | 3.44 | 1.5 | 2 | 0.17 | 1:00 | 294 | 212 | 2985 | 1111 | 1011.36 | 318 | 5970 | 188.87 | 7488.23 | 41274.66 | 0.18142
2017-06-22 | 3:00 | N | 2.99 | 1.5 | 2 | 0.97 | 2:00 | 236 | 179 | 2985 | 1111 | 705.64 | 268.5 | 5970 | 1077.67 | 8021.81 | 38938.94 | 0.20601
2017-06-22 | 4:00 | N | 2.61 | 1.2 | 1.85 | 0.97 | 3:00 | 201 | 205 | 2985 | 1717 | 524.61 | 246 | 5522.25 | 1665.49 | 7958.35 | 37206.48 | 0.2139
2017-06-22 | 5:00 | N | 2.61 | 1.5 | 2 | 0.97 | 4:00 | 185 | 205 | 2985 | 1717 | 482.85 | 307.5 | 5970 | 1665.49 | 8425.84 | 36236.43 | 0.23252
2017-06-22 | 6:00 | N | 3.5 | 1.8 | 2 | 0.97 | 5:00 | 207 | 283 | 2985 | 1717 | 724.5 | 509.4 | 5970 | 1665.49 | 8869.39 | 36239.82 | 0.24474
2017-06-22 | 7:00 | N | 3.46 | 2.61 | 2.16 | 2.6 | 6:00 | 327 | 438 | 2985 | 1717 | 1131.42 | 1143.18 | 6447.6 | 4464.2 | 13186.4 | 37424.06 | 0.35235
2017-06-22 | 8:00 | N | 2.31 | 2.4 | 2.11 | 3 | 7:00 | 249 | 556 | 2872 | 2219 | 575.19 | 1334.4 | 6059.92 | 6657 | 14626.51 | 39125.96 | 0.37383
2017-06-22 | 9:00 | N | 2.63 | 2.61 | 2.14 | 2.6 | 8:00 | 256 | 306 | 2872 | 2219 | 673.28 | 798.66 | 6146.08 | 5769.4 | 13387.42 | 40385.71 | 0.33149
2017-06-22 | 10:00 | N | 3.5 | 2.63 | 2.63 | 2.84 | 9:00 | 156 | 343 | 2872 | 2219 | 546 | 902.09 | 7553.36 | 6301.96 | 15303.41 | 42155.3 | 0.36302
2017-06-22 | 11:00 | N | 2.31 | 5.38 | 5.21 | 4.76 | 10:00 | 196 | 315 | 2872 | 2219 | 452.76 | 1694.7 | 14963.12 | 10562.44 | 27673.02 | 44411.38 | 0.62311
2017-06-22 | 12:00 | N | 1 | 7 | 7.15 | 6.21 | 11:00 | 226 | 326 | 2842 | 1635 | 226 | 2282 | 20320.3 | 10153.35 | 32981.65 | 46927.72 | 0.70282
2017-06-22 | 13:00 | N | 1 | 9.5 | 9.5 | 8.5 | 12:00 | 222 | 319 | 2842 | 1635 | 222 | 3030.5 | 26999 | 13897.5 | 44149 | 49385.14 | 0.89397
2017-06-22 | 14:00 | N | 1 | 19.79 | 20.68 | 19.79 | 13:00 | 195 | 299 | 2842 | 1635 | 195 | 5917.21 | 58772.56 | 32356.65 | 97241.42 | 51594.61 | 1.8847
2017-06-22 | 15:00 | N | 2.31 | 19.04 | 21.83 | 10 | 14:00 | 205 | 237 | 2842 | 1635 | 473.55 | 4512.48 | 62040.86 | 16350 | 83376.89 | 53949.53 | 1.5455
2017-06-22 | 16:00 | N | 3.5 | 33.55 | 35.66 | 15 | 15:00 | 212 | 213 | 2842 | 1380 | 742 | 7146.15 | 101345.72 | 20700 | 129933.87 | 56175.29 | 2.313
2017-06-22 | 17:00 | N | 3.5 | 27.35 | 33.29 | 15 | 16:00 | 191 | 237 | 2842 | 1380 | 668.5 | 6481.95 | 94610.18 | 20700 | 122460.63 | 58550.28 | 2.0915
2017-06-22 | 18:00 | N | 3.11 | 9.33 | 16.97 | 5.11 | 17:00 | 218 | 258 | 2842 | 1380 | 677.98 | 2407.14 | 48228.74 | 7051.8 | 58365.66 | 60215.37 | 0.96928
2017-06-22 | 19:00 | N | 3 | 5.26 | 13.16 | 3.1 | 18:00 | 240 | 365 | 2842 | 1380 | 720 | 1919.9 | 37400.72 | 4278 | 44318.62 | 60581.38 | 0.73156
2017-06-22 | 20:00 | N | 3.5 | 4 | 10.62 | 1.08 | 19:00 | 320 | 214 | 2842 | 1426 | 1120 | 856 | 30182.04 | 1540.08 | 33698.12 | 59713.86 | 0.56433
2017-06-22 | 21:00 | N | 3.5 | 4 | 8 | 1.28 | 20:00 | 322 | 178 | 2842 | 1426 | 1127 | 712 | 22736 | 1825.28 | 26400.28 | 58220.37 | 0.45345
2017-06-22 | 22:00 | N | 5.53 | 3.11 | 6.27 | 0.97 | 21:00 | 337 | 173 | 2842 | 1426 | 1863.61 | 538.03 | 17819.34 | 1383.22 | 21604.2 | 56489.36 | 0.38245
2017-06-22 | 23:00 | N | 7 | 4.02 | 5.02 | 0.25 | 22:00 | 394 | 194 | 2842 | 1426 | 2758 | 779.88 | 14266.84 | 356.5 | 18161.22 | 54989.85 | 0.33026
2017-06-22 | 24:00 | N | 5 | 2.31 | 2.5 | 0.25 | 23:00 | 389 | 265 | 2985 | 1111 | 1945 | 612.15 | 7462.5 | 277.75 | 10297.4 | 51697.84 | 0.19918
2017-06-23 | 1:00 | N | 7.91 | 2.09 | 2 | 0.17 | 24:00 | 362 | 243 | 2985 | 1111 | 2863.42 | 507.87 | 5970 | 188.87 | 9530.16 | 47752.55 | 0.19957
2017-06-23 | 2:00 | N | 3.95 | 1.5 | 2 | 0.12 | 1:00 | 294 | 212 | 2985 | 1111 | 1161.3 | 318 | 5970 | 133.32 | 7582.62 | 44446.83 | 0.1706
2017-06-23 | 3:00 | N | 3.28 | 1.5 | 2 | 0.81 | 2:00 | 236 | 179 | 2985 | 1111 | 774.08 | 268.5 | 5970 | 899.91 | 7912.49 | 42017.23 | 0.18832
2017-06-23 | 4:00 | N | 3.11 | 1.2 | 2 | 0.81 | 3:00 | 201 | 205 | 2985 | 1717 | 625.11 | 246 | 5970 | 1390.77 | 8231.88 | 40259.43 | 0.20447
2017-06-23 | 5:00 | N | 2.79 | 1.5 | 2 | 0.81 | 4:00 | 185 | 205 | 2985 | 1717 | 516.15 | 307.5 | 5970 | 1390.77 | 8184.42 | 39208.57 | 0.20874
2017-06-23 | 6:00 | N | 3.5 | 2.02 | 2 | 0.81 | 5:00 | 207 | 283 | 2985 | 1717 | 724.5 | 571.66 | 5970 | 1390.77 | 8656.93 | 39040.06 | 0.22174
2017-06-23 | 7:00 | N | 3.46 | 2.61 | 2.01 | 2 | 6:00 | 327 | 438 | 2985 | 1717 | 1131.42 | 1143.18 | 5999.85 | 3434 | 11708.45 | 40042.14 | 0.2924
2017-06-23 | 8:00 | N | 3.11 | 2.31 | 2 | 2.57 | 7:00 | 249 | 556 | 2872 | 2219 | 774.39 | 1284.36 | 5744 | 5702.83 | 13505.58 | 41409.98 | 0.32614
2017-06-23 | 9:00 | N | 3.3 | 2.61 | 2.39 | 2.55 | 8:00 | 256 | 306 | 2872 | 2219 | 844.8 | 798.66 | 6864.08 | 5658.45 | 14165.99 | 42861.16 | 0.33051
2017-06-23 | 10:00 | N | 3.5 | 4.98 | 4.81 | 4.36 | 9:00 | 156 | 343 | 2872 | 2219 | 546 | 1708.14 | 13814.32 | 9674.84 | 25743.3 | 45718.99 | 0.56308
2017-06-23 | 11:00 | N | 2.31 | 5.27 | 4.77 | 3.67 | 10:00 | 196 | 315 | 2872 | 2219 | 452.76 | 1660.05 | 13699.44 | 8143.73 | 23955.98 | 49353.29 | 0.4854
2017-06-23 | 12:00 | N | 1 | 8.6 | 8.6 | 5.5 | 11:00 | 226 | 326 | 2842 | 1635 | 226 | 2803.6 | 24441.2 | 8992.5 | 36463.3 | 53481.58 | 0.68179
2017-06-23 | 13:00 | N | 1.47 | 11.47 | 11.47 | 11.47 | 12:00 | 222 | 319 | 2842 | 1635 | 326.34 | 3658.93 | 32597.74 | 18753.45 | 55336.46 | 57586.48 | 0.96093
2017-06-23 | 14:00 | N | 1.93 | 22.73 | 23.73 | 23.81 | 13:00 | 195 | 299 | 2842 | 1635 | 376.35 | 6796.27 | 67440.66 | 38929.35 | 113542.63 | 61189.54 | 1.8556
2017-06-23 | 15:00 | N | 2.24 | 30.81 | 37.84 | 22.94 | 14:00 | 205 | 237 | 2842 | 1635 | 459.2 | 7301.97 | 107541.28 | 37506.9 | 152809.35 | 64426.09 | 2.3719
2017-06-23 | 16:00 | N | 3.11 | 46.69 | 54.96 | 29.7 | 15:00 | 212 | 213 | 2842 | 1380 | 659.32 | 9944.97 | 156196.32 | 40986 | 207786.61 | 66687.37 | 3.1158
2017-06-23 | 17:00 | N | 3.11 | 30.5 | 40.16 | 15.09 | 16:00 | 191 | 237 | 2842 | 1380 | 594.01 | 7228.5 | 114134.72 | 20824.2 | 142781.43 | 67418.71 | 2.1178
2017-06-23 | 18:00 | N | 3.11 | 11.62 | 15 | 2.98 | 17:00 | 218 | 258 | 2842 | 1380 | 677.98 | 2997.96 | 42630 | 4112.4 | 50418.34 | 67617.47 | 0.74564
2017-06-23 | 19:00 | N | 3 | 5 | 10 | 2.8 | 18:00 | 240 | 365 | 2842 | 1380 | 720 | 1825 | 28420 | 3864 | 34829 | 67207.53 | 0.51823
2017-06-23 | 20:00 | N | 3.11 | 4.55 | 10 | 1.25 | 19:00 | 320 | 214 | 2842 | 1426 | 995.2 | 973.7 | 28420 | 1782.5 | 32171.4 | 65528.44 | 0.49095
2017-06-23 | 21:00 | N | 3.5 | 4 | 8.22 | 1.22 | 20:00 | 322 | 178 | 2842 | 1426 | 1127 | 712 | 23361.24 | 1739.72 | 26939.96 | 62943.52 | 0.428
2017-06-23 | 22:00 | N | 10.76 | 3 | 4.88 | 0.81 | 21:00 | 337 | 173 | 2842 | 1426 | 3626.12 | 519 | 13868.96 | 1155.06 | 19169.14 | 60500.16 | 0.31684
2017-06-23 | 23:00 | N | 9 | 5.24 | 6.24 | 0.12 | 22:00 | 394 | 194 | 2842 | 1426 | 3546 | 1016.56 | 17734.08 | 171.12 | 22467.76 | 58612.79 | 0.38333
2017-06-23 | 24:00 | N | 7 | 3.01 | 3.01 | 0.12 | 23:00 | 389 | 265 | 2985 | 1111 | 2723 | 797.65 | 8984.85 | 133.32 | 12638.82 | 55245.31 | 0.22878
2017-06-24 | 1:00 | N | 8.61 | 3.11 | 2.5 | 0.17 | 24:00 | 362 | 243 | 2985 | 1111 | 3116.82 | 755.73 | 7462.5 | 188.87 | 11523.92 | 51484.77 | 0.22383
2017-06-24 | 2:00 | N | 3.98 | 2.21 | 2.01 | 0.17 | 1:00 | 294 | 212 | 2985 | 1111 | 1170.12 | 468.52 | 5999.85 | 188.87 | 7827.36 | 47592.79 | 0.16447
2017-06-24 | 3:00 | N | 3.5 | 1.78 | 2 | 1 | 2:00 | 236 | 179 | 2985 | 1111 | 826 | 318.62 | 5970 | 1111 | 8225.62 | 44149.28 | 0.18631
2017-06-24 | 4:00 | N | 3.46 | 1.5 | 2 | 1 | 3:00 | 201 | 205 | 2985 | 1717 | 695.46 | 307.5 | 5970 | 1717 | 8689.96 | 41638.56 | 0.2087
2017-06-24 | 5:00 | N | 3.5 | 1.8 | 2 | 1 | 4:00 | 185 | 205 | 2985 | 1717 | 647.5 | 369 | 5970 | 1717 | 8703.5 | 39878.02 | 0.21825
2017-06-24 | 6:00 | N | 4.97 | 2.21 | 2 | 1 | 5:00 | 207 | 283 | 2985 | 1717 | 1028.79 | 625.43 | 5970 | 1717 | 9341.22 | 38900.83 | 0.24013
2017-06-24 | 7:00 | N | 3.67 | 4 | 2.01 | 2.02 | 6:00 | 327 | 438 | 2985 | 1717 | 1200.09 | 1752 | 5999.85 | 3468.34 | 12420.28 | 38772.25 | 0.32034
2017-06-24 | 8:00 | N | 3.36 | 2.61 | 2.11 | 2.6 | 7:00 | 249 | 556 | 2872 | 2219 | 836.64 | 1451.16 | 6059.92 | 5769.4 | 14117.12 | 38794.42 | 0.3639
2017-06-24 | 9:00 | N | 3.97 | 4 | 2.5 | 2.55 | 8:00 | 256 | 306 | 2872 | 2219 | 1016.32 | 1224 | 7180 | 5658.45 | 15078.77 | 39121.69 | 0.38543
2017-06-24 | 10:00 | N | 4.35 | 4.25 | 3.62 | 3.62 | 9:00 | 156 | 343 | 2872 | 2219 | 678.6 | 1457.75 | 10396.64 | 8032.78 | 20565.77 | 40433.96 | 0.50863
2017-06-24 | 11:00 | N | 3.5 | 6.5 | 4.81 | 4 | 10:00 | 196 | 315 | 2872 | 2219 | 686 | 2047.5 | 13814.32 | 8876 | 25423.82 | 41755.79 | 0.60887
2017-06-24 | 12:00 | N | 1 | 4.52 | 3.18 | 3 | 11:00 | 226 | 326 | 2842 | 1635 | 226 | 1473.52 | 9037.56 | 4905 | 15642.08 | 42951.32 | 0.36418
2017-06-24 | 13:00 | N | 1 | 4.22 | 3.72 | 5 | 12:00 | 222 | 319 | 2842 | 1635 | 222 | 1346.18 | 10572.24 | 8175 | 20315.42 | 43889.34 | 0.46288
2017-06-24 | 14:00 | N | 1 | 4.65 | 4.65 | 9.27 | 13:00 | 195 | 299 | 2842 | 1635 | 195 | 1390.35 | 13215.3 | 15156.45 | 29957.1 | 44728.04 | 0.66976
2017-06-24 | 15:00 | N | 1 | 5.49 | 6.49 | 1.17 | 14:00 | 205 | 237 | 2842 | 1635 | 205 | 1301.13 | 18444.58 | 1912.95 | 21863.66 | 45441.37 | 0.48114
2017-06-24 | 16:00 | N | 2 | 9.5 | 12.38 | 4.54 | 15:00 | 212 | 213 | 2842 | 1380 | 424 | 2023.5 | 35183.96 | 6265.2 | 43896.66 | 46418.36 | 0.94567
2017-06-24 | 17:00 | N | 2 | 8.19 | 10.28 | 3.55 | 16:00 | 191 | 237 | 2842 | 1380 | 382 | 1941.03 | 29215.76 | 4899 | 36437.79 | 47318.94 | 0.77005
2017-06-24 | 18:00 | N | 3.5 | 2.94 | 5.91 | 1 | 17:00 | 218 | 258 | 2842 | 1380 | 763 | 758.52 | 16796.22 | 1380 | 19697.74 | 48119.75 | 0.40935
2017-06-24 | 19:00 | N | 3.5 | 4.04 | 6.43 | 2.41 | 18:00 | 240 | 365 | 2842 | 1380 | 840 | 1474.6 | 18274.06 | 3325.8 | 23914.46 | 48711.85 | 0.49094
2017-06-24 | 20:00 | N | 3.5 | 4 | 5.77 | 1.23 | 19:00 | 320 | 214 | 2842 | 1426 | 1120 | 856 | 16398.34 | 1753.98 | 20128.32 | 48498.2 | 0.41503
2017-06-24 | 21:00 | N | 6.42 | 4 | 7.34 | 1.25 | 20:00 | 322 | 178 | 2842 | 1426 | 2067.24 | 712 | 20860.28 | 1782.5 | 25422.02 | 47746.94 | 0.53243
2017-06-24 | 22:00 | N | 19.23 | 3.89 | 4.89 | 1.2 | 21:00 | 337 | 173 | 2842 | 1426 | 6480.51 | 672.97 | 13897.38 | 1711.2 | 22762.06 | 46709.51 | 0.48731
2017-06-24 | 23:00 | N | 15.96 | 4.78 | 4.98 | 0.12 | 22:00 | 394 | 194 | 2842 | 1426 | 6288.24 | 927.32 | 14153.16 | 171.12 | 21539.84 | 46036.86 | 0.46788
2017-06-24 | 24:00 | N | 20 | 3 | 2.7 | 0.12 | 23:00 | 389 | 265 | 2985 | 1111 | 7780 | 795 | 8059.5 | 133.32 | 16767.82 | 43819.67 | 0.38266
2017-06-25 | 1:00 | N | 9.01 | 6.93 | 5.28 | 0.25 | 24:00 | 362 | 243 | 2985 | 1111 | 3261.62 | 1683.99 | 15760.8 | 277.75 | 20984.16 | 41121.64 | 0.51029
2017-06-25 | 2:00 | N | 5 | 3.9 | 3.86 | 0.25 | 1:00 | 294 | 212 | 2985 | 1111 | 1470 | 826.8 | 11522.1 | 277.75 | 14096.65 | 38392.22 | 0.36717
2017-06-25 | 3:00 | N | 3.5 | 2.41 | 2.61 | 0.97 | 2:00 | 236 | 179 | 2985 | 1111 | 826 | 431.39 | 7790.85 | 1077.67 | 10125.91 | 36402.41 | 0.27817
2017-06-25 | 4:00 | N | 3.11 | 2.21 | 2.11 | 0.97 | 3:00 | 201 | 205 | 2985 | 1717 | 625.11 | 453.05 | 6298.35 | 1665.49 | 9042 | 34874.45 | 0.25927
2017-06-25 | 5:00 | N | 3.11 | 2.21 | 2.11 | 0.97 | 4:00 | 185 | 205 | 2985 | 1717 | 575.35 | 453.05 | 6298.35 | 1665.49 | 8992.24 | 33925.67 | 0.26506
2017-06-25 | 6:00 | N | 5 | 4 | 2.11 | 0.99 | 5:00 | 207 | 283 | 2985 | 1717 | 1035 | 1132 | 6298.35 | 1699.83 | 10165.18 | 33388.67 | 0.30445
2017-06-25 | 7:00 | N | 4 | 4.01 | 2.05 | 4 | 6:00 | 327 | 438 | 2985 | 1717 | 1308 | 1756.38 | 6119.25 | 6868 | 16051.63 | 33255.47 | 0.48268
2017-06-25 | 8:00 | N | 3.36 | 4 | 2.41 | 3.99 | 7:00 | 249 | 556 | 2872 | 2219 | 836.64 | 2224 | 6921.52 | 8853.81 | 18835.97 | 33161.74 | 0.568
2017-06-25 | 9:00 | N | 3.5 | 5.43 | 3.26 | 4.63 | 8:00 | 256 | 306 | 2872 | 2219 | 896 | 1661.58 | 9362.72 | 10273.97 | 22194.27 | 33613.31 | 0.66028
2017-06-25 | 10:00 | N | 3.98 | 5.54 | 4.01 | 4.92 | 9:00 | 156 | 343 | 2872 | 2219 | 620.88 | 1900.22 | 11516.72 | 10917.48 | 24955.3 | 35715.14 | 0.69873
2017-06-25 | 11:00 | N | 3.5 | 6.91 | 5.76 | 5.31 | 10:00 | 196 | 315 | 2872 | 2219 | 686 | 2176.65 | 16542.72 | 11782.89 | 31188.26 | 38585.33 | 0.80829
2017-06-25 | 12:00 | N | 1.39 | 8.1 | 8 | 7.48 | 11:00 | 226 | 326 | 2842 | 1635 | 314.14 | 2640.6 | 22736 | 12229.8 | 37920.54 | 41520.32 | 0.9133
2017-06-25 | 13:00 | N | 1 | 7.81 | 7.81 | 7.81 | 12:00 | 222 | 319 | 2842 | 1635 | 222 | 2491.39 | 22196.02 | 12769.35 | 37678.76 | 44176.95 | 0.85291
2017-06-25 | 14:00 | N | 1 | 7.87 | 8.94 | 7.87 | 13:00 | 195 | 299 | 2842 | 1635 | 195 | 2353.13 | 25407.48 | 12867.45 | 40823.06 | 46590.31 | 0.87621
2017-06-25 | 15:00 | N | 1.16 | 10.28 | 11.85 | 1.38 | 14:00 | 205 | 237 | 2842 | 1635 | 237.8 | 2436.36 | 33677.7 | 2256.3 | 38608.16 | 48504.22 | 0.79598
2017-06-25 | 16:00 | N | 2.11 | 16.78 | 16.89 | 4.5 | 15:00 | 212 | 213 | 2842 | 1380 | 447.32 | 3574.14 | 48001.38 | 6210 | 58232.84 | 49707.52 | 1.1715
2017-06-25 | 17:00 | N | 2.11 | 16.65 | 18.72 | 3.25 | 16:00 | 191 | 237 | 2842 | 1380 | 403.01 | 3946.05 | 53202.24 | 4485 | 62036.3 | 51001.91 | 1.2164
2017-06-25 | 18:00 | N | 4 | 5.52 | 8.71 | 0.99 | 17:00 | 218 | 258 | 2842 | 1380 | 872 | 1424.16 | 24753.82 | 1366.2 | 28416.18 | 52282.77 | 0.54351
2017-06-25 | 19:00 | N | 3.5 | 4.04 | 9.98 | 2.58 | 18:00 | 240 | 365 | 2842 | 1380 | 840 | 1474.6 | 28363.16 | 3560.4 | 34238.16 | 52912.86 | 0.64707
2017-06-25 | 20:00 | N | 3.5 | 3.86 | 8.47 | 0.81 | 19:00 | 320 | 214 | 2842 | 1426 | 1120 | 826.04 | 24071.74 | 1155.06 | 27172.84 | 52411.65 | 0.51845
2017-06-25 | 21:00 | N | 8.78 | 10 | 14 | 0.81 | 20:00 | 322 | 178 | 2842 | 1426 | 2827.16 | 1780 | 39788 | 1155.06 | 45550.22 | 50742.18 | 0.89768
2017-06-25 | 22:00 | N | 15.96 | 7.4 | 8.26 | 0.81 | 21:00 | 337 | 173 | 2842 | 1426 | 5378.52 | 1280.2 | 23474.92 | 1155.06 | 31288.7 | 49140.74 | 0.63672
2017-06-25 | 23:00 | N | 11.89 | 6.42 | 6.42 | 0.25 | 22:00 | 394 | 194 | 2842 | 1426 | 4684.66 | 1245.48 | 18245.64 | 356.5 | 24532.28 | 48125.38 | 0.50976
2017-06-25 | 24:00 | N | 8.11 | 3.97 | 3.82 | 0.25 | 23:00 | 389 | 265 | 2985 | 1111 | 3154.79 | 1052.05 | 11402.7 | 277.75 | 15887.29 | 45185.15 | 0.3516
2017-06-26 | 1:00 | N | 10 | 4 | 2.61 | 0.25 | 24:00 | 362 | 243 | 2985 | 1111 | 3620 | 972 | 7790.85 | 277.75 | 12660.6 | 41638.15 | 0.30406
2017-06-26 | 2:00 | N | 5 | 3.18 | 2.11 | 0.25 | 1:00 | 294 | 212 | 2985 | 1111 | 1470 | 674.16 | 6298.35 | 277.75 | 8720.26 | 38595.74 | 0.22594
2017-06-26 | 3:00 | N | 5 | 2.21 | 2 | 1 | 2:00 | 236 | 179 | 2985 | 1111 | 1180 | 395.59 | 5970 | 1111 | 8656.59 | 36550.26 | 0.23684
2017-06-26 | 4:00 | N | 3.5 | 2.21 | 2 | 1 | 3:00 | 201 | 205 | 2985 | 1717 | 703.5 | 453.05 | 5970 | 1717 | 8843.55 | 35187.17 | 0.25133
2017-06-26 | 5:00 | N | 3.11 | 2.21 | 2 | 1 | 4:00 | 185 | 205 | 2985 | 1717 | 575.35 | 453.05 | 5970 | 1717 | 8715.4 | 34478.2 | 0.25278
2017-06-26 | 6:00 | N | 5 | 4 | 2.11 | 1 | 5:00 | 207 | 283 | 2985 | 1717 | 1035 | 1132 | 6298.35 | 1717 | 10182.35 | 34372.78 | 0.29623
2017-06-26 | 7:00 | N | 5.6 | 6 | 2.57 | 4 | 6:00 | 327 | 438 | 2985 | 1717 | 1831.2 | 2628 | 7671.45 | 6868 | 18998.65 | 35472.46 | 0.53559
2017-06-26 | 8:00 | N | 3.5 | 4 | 2.61 | 3.99 | 7:00 | 249 | 556 | 2872 | 2219 | 871.5 | 2224 | 7495.92 | 8853.81 | 19445.23 | 37219.43 | 0.52245
2017-06-26 | 9:00 | N | 4.14 | 5.82 | 3.69 | 4.22 | 8:00 | 256 | 306 | 2872 | 2219 | 1059.84 | 1780.92 | 10597.68 | 9364.18 | 22802.62 | 38632.79 | 0.59024
2017-06-26 | 10:00 | N | 3.61 | 6 | 4.45 | 4.8 | 9:00 | 156 | 343 | 2872 | 2219 | 563.16 | 2058 | 12780.4 | 10651.2 | 26052.76 | 40482.48 | 0.64356
2017-06-26 | 11:00 | N | 2.61 | 5.89 | 5.51 | 5.06 | 10:00 | 196 | 315 | 2872 | 2219 | 511.56 | 1855.35 | 15824.72 | 11228.14 | 29419.77 | 42938.96 | 0.68515
2017-06-26 | 12:00 | N | 1 | 6.42 | 7 | 5.8 | 11:00 | 226 | 326 | 2842 | 1635 | 226 | 2092.92 | 19894 | 9483 | 31695.92 | 45872.47 | 0.69096
2017-06-26 | 13:00 | N | 1 | 6.11 | 7.11 | 4.22 | 12:00 | 222 | 319 | 2842 | 1635 | 222 | 1949.09 | 20206.62 | 6899.7 | 29277.41 | 48910.98 | 0.59859
2017-06-26 | 14:00 | N | 1 | 12.28 | 13.28 | 10.44 | 13:00 | 195 | 299 | 2842 | 1635 | 195 | 3671.72 | 37741.76 | 17069.4 | 58677.88 | 51650.89 | 1.136
2017-06-26 | 15:00 | N | 1.65 | 9.91 | 12.32 | 1.4 | 14:00 | 205 | 237 | 2842 | 1635 | 338.25 | 2348.67 | 35013.44 | 2289 | 39989.36 | 54231.23 | 0.73739
2017-06-26 | 16:00 | N | 2.26 | 26.42 | 31.42 | 5 | 15:00 | 212 | 213 | 2842 | 1380 | 479.12 | 5627.46 | 89295.64 | 6900 | 102302.22 | 56218.57 | 1.8197
2017-06-26 | 17:00 | N | 2.45 | 24.64 | 30.48 | 5 | 16:00 | 191 | 237 | 2842 | 1380 | 467.95 | 5839.68 | 86624.16 | 6900 | 99831.79 | 57338.75 | 1.7411
2017-06-26 | 18:00 | N | 3.5 | 6.7 | 15 | 5 | 17:00 | 218 | 258 | 2842 | 1380 | 763 | 1728.6 | 42630 | 6900 | 52021.6 | 57356.17 | 0.90699
2017-06-26 | 19:00 | N | 3.5 | 4.62 | 10.29 | 2.33 | 18:00 | 240 | 365 | 2842 | 1380 | 840 | 1686.3 | 29244.18 | 3215.4 | 34985.88 | 56313.08 | 0.62127
2017-06-26 | 20:00 | N | 8.11 | 4 | 7.3 | 1.54 | 19:00 | 320 | 214 | 2842 | 1426 | 2595.2 | 856 | 20746.6 | 2196.04 | 26393.84 | 54480.58 | 0.48446
2017-06-26 | 21:00 | N | 10 | 4 | 7.63 | 1.38 | 20:00 | 322 | 178 | 2842 | 1426 | 3220 | 712 | 21684.46 | 1967.88 | 27584.34 | 52313.92 | 0.52728
2017-06-26 | 22:00 | N | 11.3 | 3 | 5.08 | 0.97 | 21:00 | 337 | 173 | 2842 | 1426 | 3808.1 | 519 | 14437.36 | 1383.22 | 20147.68 | 50796.57 | 0.39663
2017-06-26 | 23:00 | N | 9 | 4.72 | 5.55 | 0.25 | 22:00 | 394 | 194 | 2842 | 1426 | 3546 | 915.68 | 15773.1 | 356.5 | 20591.28 | 49531.07 | 0.41572
2017-06-26 | 24:00 | N | 11 | 3.77 | 3.77 | 0.25 | 23:00 | 389 | 265 | 2985 | 1111 | 4279 | 999.05 | 11253.45 | 277.75 | 16809.25 | 46350.47 | 0.36266
2017-06-27 | 1:00 | N | 10.03 | 2.61 | 2.5 | 0.17 | 24:00 | 362 | 243 | 2985 | 1111 | 3630.86 | 634.23 | 7462.5 | 188.87 | 11916.46 | 42622.29 | 0.27958
2017-06-27 | 2:00 | N | 4.34 | 2.33 | 2.11 | 0.17 | 1:00 | 294 | 212 | 2985 | 1111 | 1275.96 | 493.96 | 6298.35 | 188.87 | 8257.14 | 39510.55 | 0.20899
2017-06-27 | 3:00 | N | 4.2 | 1.5 | 2 | 0.97 | 2:00 | 236 | 179 | 2985 | 1111 | 991.2 | 268.5 | 5970 | 1077.67 | 8307.37 | 37388.25 | 0.22219
2017-06-27 | 4:00 | N | 3.5 | 1.5 | 2 | 0.97 | 3:00 | 201 | 205 | 2985 | 1717 | 703.5 | 307.5 | 5970 | 1665.49 | 8646.49 | 35910.49 | 0.24078
2017-06-27 | 5:00 | N | 2.99 | 1.5 | 2 | 0.97 | 4:00 | 185 | 205 | 2985 | 1717 | 553.15 | 307.5 | 5970 | 1665.49 | 8496.14 | 35094.13 | 0.2421
2017-06-27 | 6:00 | N | 4.15 | 2.37 | 2.32 | 0.97 | 5:00 | 207 | 283 | 2985 | 1717 | 859.05 | 670.71 | 6925.2 | 1665.49 | 10120.45 | 35072.81 | 0.28856
2017-06-27 | 7:00 | N | 3.5 | 3.66 | 2.5 | 3.49 | 6:00 | 327 | 438 | 2985 | 1717 | 1144.5 | 1603.08 | 7462.5 | 5992.33 | 16202.41 | 36386.09 | 0.44529
2017-06-27 | 8:00 | N | 2.61 | 4 | 2.5 | 3.66 | 7:00 | 249 | 556 | 2872 | 2219 | 649.89 | 2224 | 7180 | 8121.54 | 18175.43 | 38264.18 | 0.475
2017-06-27 | 9:00 | N | 3.5 | 4.25 | 2.77 | 3 | 8:00 | 256 | 306 | 2872 | 2219 | 896 | 1300.5 | 7955.44 | 6657 | 16808.94 | 39646.67 | 0.42397
2017-06-27 | 10:00 | N | 3.98 | 4.86 | 4.86 | 4.24 | 9:00 | 156 | 343 | 2872 | 2219 | 620.88 | 1666.98 | 13957.92 | 9408.56 | 25654.34 | 41836.37 | 0.61321
2017-06-27 | 11:00 | N | 3.46 | 5.71 | 5.72 | 4 | 10:00 | 196 | 315 | 2872 | 2219 | 678.16 | 1798.65 | 16427.84 | 8876 | 27780.65 | 44715.87 | 0.62127
2017-06-27 | 12:00 | N | 1 | 5.19 | 5.85 | 4.96 | 11:00 | 226 | 326 | 2842 | 1635 | 226 | 1691.94 | 16625.7 | 8109.6 | 26653.24 | 47868.36 | 0.5568
2017-06-27 | 13:00 | N | 2.11 | 8.36 | 9.25 | 8.36 | 12:00 | 222 | 319 | 2842 | 1635 | 468.42 | 2666.84 | 26288.5 | 13668.6 | 43092.36 | 50831.95 | 0.84774
2017-06-27 | 14:00 | N | 2.11 | 15.39 | 16.39 | 15.5 | 13:00 | 195 | 299 | 2842 | 1635 | 411.45 | 4601.61 | 46580.38 | 25342.5 | 76935.94 | 53192.44 | 1.4464
2017-06-27 | 15:00 | N | 2.24 | 14.88 | 18.91 | 1.43 | 14:00 | 205 | 237 | 2842 | 1635 | 459.2 | 3526.56 | 53742.22 | 2338.05 | 60066.03 | 54962.42 | 1.0929
2017-06-27 | 16:00 | N | 3.11 | 18.85 | 21.72 | 4.94 | 15:00 | 212 | 213 | 2842 | 1380 | 659.32 | 4015.05 | 61728.24 | 6817.2 | 73219.81 | 55813.76 | 1.3119
2017-06-27 | 17:00 | N | 3.56 | 17.13 | 24.1 | 4.34 | 16:00 | 191 | 237 | 2842 | 1380 | 679.96 | 4059.81 | 68492.2 | 5989.2 | 79221.17 | 56072.99 | 1.4128
2017-06-27 | 18:00 | N | 3.4 | 4.02 | 10.68 | 1 | 17:00 | 218 | 258 | 2842 | 1380 | 741.2 | 1037.16 | 30352.56 | 1380 | 33510.92 | 55817.53 | 0.60037
2017-06-27 | 19:00 | N | 2.21 | 4 | 9.31 | 1 | 18:00 | 240 | 365 | 2842 | 1380 | 530.4 | 1460 | 26459.02 | 1380 | 29829.42 | 54737.37 | 0.54496
2017-06-27 | 20:00 | N | 2.61 | 3.06 | 7.21 | 0.99 | 19:00 | 320 | 214 | 2842 | 1426 | 835.2 | 654.84 | 20490.82 | 1411.74 | 23392.6 | 53153.26 | 0.4401
2017-06-27 | 21:00 | N | 3.5 | 2.97 | 6.96 | 0.62 | 20:00 | 322 | 178 | 2842 | 1426 | 1127 | 528.66 | 19780.32 | 884.12 | 22320.1 | 51416.26 | 0.43411
2017-06-27 | 22:00 | N | 8.28 | 3.22 | 4.22 | 0.62 | 21:00 | 337 | 173 | 2842 | 1426 | 2790.36 | 557.06 | 11993.24 | 884.12 | 16224.78 | 50120.24 | 0.32372
2017-06-27 | 23:00 | N | 9.11 | 4.64 | 4.64 | 0.12 | 22:00 | 394 | 194 | 2842 | 1426 | 3589.34 | 900.16 | 13186.88 | 171.12 | 17847.5 | 49291.4 | 0.36208
2017-06-27 | 24:00 | N | 10.89 | 4.41 | 3 | 0.12 | 23:00 | 389 | 265 | 2985 | 1111 | 4236.21 | 1168.65 | 8955 | 133.32 | 14493.18 | 46321.15 | 0.31288
2017-06-28 | 1:00 | N | 20 | 2.38 | 2.21 | 0.17 | 24:00 | 362 | 243 | 2985 | 1111 | 7240 | 578.34 | 6596.85 | 188.87 | 14604.06 | 42651.37 | 0.34241
2017-06-28 | 2:00 | N | 6.46 | 2.11 | 2 | 0.17 | 1:00 | 294 | 212 | 2985 | 1111 | 1899.24 | 447.32 | 5970 | 188.87 | 8505.43 | 39529.04 | 0.21517
2017-06-28 | 3:00 | N | 5.3 | 1.5 | 2 | 1 | 2:00 | 236 | 179 | 2985 | 1111 | 1250.8 | 268.5 | 5970 | 1111 | 8600.3 | 37293.23 | 0.23061
2017-06-28 | 4:00 | N | 5 | 1.5 | 2 | 1 | 3:00 | 201 | 205 | 2985 | 1717 | 1005 | 307.5 | 5970 | 1717 | 8999.5 | 35785.16 | 0.25149
2017-06-28 | 5:00 | N | 4.28 | 1.5 | 2 | 1 | 4:00 | 185 | 205 | 2985 | 1717 | 791.8 | 307.5 | 5970 | 1717 | 8786.3 | 34861.99 | 0.25203
2017-06-28 | 6:00 | N | 5 | 2.51 | 2.11 | 1 | 5:00 | 207 | 283 | 2985 | 1717 | 1035 | 710.33 | 6298.35 | 1717 | 9760.68 | 34878.17 | 0.27985
2017-06-28 | 7:00 | N | 3.95 | 4.39 | 2.5 | 3.39 | 6:00 | 327 | 438 | 2985 | 1717 | 1291.65 | 1922.82 | 7462.5 | 5820.63 | 16497.6 | 36066.59 | 0.45742
2017-06-28 | 8:00 | N | 3.5 | 4.34 | 2.5 | 3.34 | 7:00 | 249 | 556 | 2872 | 2219 | 871.5 | 2413.04 | 7180 | 7411.46 | 17876 | 37783.12 | 0.47312
2017-06-28 | 9:00 | N | 4.28 | 4 | 2.51 | 3.99 | 8:00 | 256 | 306 | 2872 | 2219 | 1095.68 | 1224 | 7208.72 | 8853.81 | 18382.21 | 39268.52 | 0.46812
2017-06-28 | 10:00 | N | 3.98 | 4.54 | 3.51 | 3.92 | 9:00 | 156 | 343 | 2872 | 2219 | 620.88 | 1557.22 | 10080.72 | 8698.48 | 20957.3 | 41546.9 | 0.50443
2017-06-28 | 11:00 | N | 3.11 | 6.06 | 5.4 | 4.86 | 10:00 | 196 | 315 | 2872 | 2219 | 609.56 | 1908.9 | 15508.8 | 10784.34 | 28811.6 | 44396.53 | 0.64896
2017-06-28 | 12:00 | N | 1.06 | 7.23 | 7.43 | 5.96 | 11:00 | 226 | 326 | 2842 | 1635 | 239.56 | 2356.98 | 21116.06 | 9744.6 | 33457.2 | 47595.88 | 0.70294
2017-06-28 | 13:00 | N | 1.2 | 9.11 | 10 | 9.11 | 12:00 | 222 | 319 | 2842 | 1635 | 266.4 | 2906.09 | 28420 | 14894.85 | 46487.34 | 50640.59 | 0.91799
2017-06-28 | 14:00 | N | 1.71 | 13.64 | 14.64 | 14.19 | 13:00 | 195 | 299 | 2842 | 1635 | 333.45 | 4078.36 | 41606.88 | 23200.65 | 69219.34 | 53461.39 | 1.2948
2017-06-28 | 15:00 | N | 2.11 | 11.19 | 13.67 | 1.41 | 14:00 | 205 | 237 | 2842 | 1635 | 432.55 | 2652.03 | 38850.14 | 2305.35 | 44240.07 | 55951.71 | 0.79068
2017-06-28 | 16:00 | N | 3.5 | 15.79 | 18.48 | 0.99 | 15:00 | 212 | 213 | 2842 | 1380 | 742 | 3363.27 | 52520.16 | 1366.2 | 57991.63 | 57860.45 | 1.0023
2017-06-28 | 17:00 | N | 3 | 13.16 | 15.81 | 0.99 | 16:00 | 191 | 237 | 2842 | 1380 | 573 | 3118.92 | 44932.02 | 1366.2 | 49990.14 | 59424.15 | 0.84124
2017-06-28 | 18:00 | N | 3.5 | 4 | 7.97 | 1.55 | 17:00 | 218 | 258 | 2842 | 1380 | 763 | 1032 | 22650.74 | 2139 | 26584.74 | 60448.93 | 0.43979
2017-06-28 | 19:00 | N | 8.11 | 4.72 | 8 | 1.52 | 18:00 | 240 | 365 | 2842 | 1380 | 1946.4 | 1722.8 | 22736 | 2097.6 | 28502.8 | 60321.8 | 0.47251
2017-06-28 | 20:00 | N | 5.39 | 4 | 8.66 | 0.99 | 19:00 | 320 | 214 | 2842 | 1426 | 1724.8 | 856 | 24611.72 | 1411.74 | 28604.26 | 59016.92 | 0.48468
2017-06-28 | 21:00 | N | 3.5 | 4.13 | 8.47 | 0.97 | 20:00 | 322 | 178 | 2842 | 1426 | 1127 | 735.14 | 24071.74 | 1383.22 | 27317.1 | 56901.55 | 0.48008
2017-06-28 | 22:00 | N | 11.83 | 5.13 | 5.33 | 0.97 | 21:00 | 337 | 173 | 2842 | 1426 | 3986.71 | 887.49 | 15147.86 | 1383.22 | 21405.28 | 54585.54 | 0.39214
2017-06-28 | 23:00 | N | 12 | 7.5 | 7.42 | 0.12 | 22:00 | 394 | 194 | 2842 | 1426 | 4728 | 1455 | 21087.64 | 171.12 | 27441.76 | 52985.01 | 0.51792
2017-06-28 | 24:00 | N | 12 | 5.25 | 5 | 0.12 | 23:00 | 389 | 265 | 2985 | 1111 | 4668 | 1391.25 | 14925 | 133.32 | 21117.57 | 49425.21 | 0.42726
2017-06-29 | 1:00 | N | 20 | 4 | 3 | 0.25 | 24:00 | 362 | 243 | 2985 | 1111 | 7240 | 972 | 8955 | 277.75 | 17444.75 | 45333.9 | 0.38481
2017-06-29 | 2:00 | N | 5.28 | 3.11 | 2.51 | 0.12 | 1:00 | 294 | 212 | 2985 | 1111 | 1552.32 | 659.32 | 7492.35 | 133.32 | 9837.31 | 42035.09 | 0.23403
2017-06-29 | 3:00 | N | 5 | 2.4 | 2.11 | 0.99 | 2:00 | 236 | 179 | 2985 | 1111 | 1180 | 429.6 | 6298.35 | 1099.89 | 9007.84 | 39723.83 | 0.22676
2017-06-29 | 4:00 | N | 5 | 2.11 | 2.01 | 0.99 | 3:00 | 201 | 205 | 2985 | 1717 | 1005 | 432.55 | 5999.85 | 1699.83 | 9137.23 | 38066.67 | 0.24003
2017-06-29 | 5:00 | N | 4.06 | 2.11 | 2.11 | 0.99 | 4:00 | 185 | 205 | 2985 | 1717 | 751.1 | 432.55 | 6298.35 | 1699.83 | 9181.83 | 37021.31 | 0.24801
2017-06-29 | 6:00 | N | 5 | 4 | 2.65 | 0.99 | 5:00 | 207 | 283 | 2985 | 1717 | 1035 | 1132 | 7910.25 | 1699.83 | 11777.08 | 36810.92 | 0.31993
2017-06-29 | 7:00 | N | 4.64 | 5.64 | 4.35 | 3.64 | 6:00 | 327 | 438 | 2985 | 1717 | 1517.28 | 2470.32 | 12984.75 | 6249.88 | 23222.23 | 37911.02 | 0.61255
2017-06-29 | 8:00 | N | 3.62 | 5.15 | 4.35 | 4.14 | 7:00 | 249 | 556 | 2872 | 2219 | 901.38 | 2863.4 | 12493.2 | 9186.66 | 25444.64 | 39554.86 | 0.64327
2017-06-29 | 9:00 | N | 3.98 | 4 | 2.61 | 3 | 8:00 | 256 | 306 | 2872 | 2219 | 1018.88 | 1224 | 7495.92 | 6657 | 16395.8 | 40889.71 | 0.40098
2017-06-29 | 10:00 | N | 3.71 | 4 | 3 | 3 | 9:00 | 156 | 343 | 2872 | 2219 | 578.76 | 1372 | 8616 | 6657 | 17223.76 | 42892.85 | 0.40155
2017-06-29 | 11:00 | N | 2.73 | 6.13 | 5 | 4.22 | 10:00 | 196 | 315 | 2872 | 2219 | 535.08 | 1930.95 | 14360 | 9364.18 | 26190.21 | 45527.47 | 0.57526
2017-06-29 | 12:00 | N | 1 | 5.62 | 5.62 | 5 | 11:00 | 226 | 326 | 2842 | 1635 | 226 | 1832.12 | 15972.04 | 8175 | 26205.16 | 48843.69 | 0.53651
2017-06-29 | 13:00 | N | 1.18 | 6.95 | 7.95 | 7.5 | 12:00 | 222 | 319 | 2842 | 1635 | 261.96 | 2217.05 | 22593.9 | 12262.5 | 37335.41 | 52287.8 | 0.71404
2017-06-29 | 14:00 | N | 1.63 | 9.54 | 11.54 | 11.09 | 13:00 | 195 | 299 | 2842 | 1635 | 317.85 | 2852.46 | 32796.68 | 18132.15 | 54099.14 | 55469.28 | 0.9753
2017-06-29 | 15:00 | N | 2.7 | 10.97 | 14.75 | 3 | 14:00 | 205 | 237 | 2842 | 1635 | 553.5 | 2599.89 | 41919.5 | 4905 | 49977.89 | 58450.92 | 0.85504
2017-06-29 | 16:00 | N | 3.74 | 21.65 | 26.1 | 4 | 15:00 | 212 | 213 | 2842 | 1380 | 792.88 | 4611.45 | 74176.2 | 5520 | 85100.53 | 60685.34 | 1.4023
2017-06-29 | 17:00 | N | 4.19 | 23.23 | 28.21 | 1 | 16:00 | 191 | 237 | 2842 | 1380 | 800.29 | 5505.51 | 80172.82 | 1380 | 87858.62 | 62180.74 | 1.413
2017-06-29 | 18:00 | N | 3.5 | 6.38 | 13.44 | 1 | 17:00 | 218 | 258 | 2842 | 1380 | 763 | 1646.04 | 38196.48 | 1380 | 41985.52 | 63448.35 | 0.66173
2017-06-29 | 19:00 | N | 6.9 | 4 | 8.23 | 1.1 | 18:00 | 240 | 365 | 2842 | 1380 | 1656 | 1460 | 23389.66 | 1518 | 28023.66 | 63667.18 | 0.44016
2017-06-29 | 20:00 | N | 5.41 | 3.09 | 6.04 | 0.99 | 19:00 | 320 | 214 | 2842 | 1426 | 1731.2 | 661.26 | 17165.68 | 1411.74 | 20969.88 | 62473.77 | 0.33566
2017-06-29 | 21:00 | N | 3.5 | 4 | 6.98 | 1.51 | 20:00 | 322 | 178 | 2842 | 1426 | 1127 | 712 | 19837.16 | 2153.26 | 23829.42 | 60353.39 | 0.39483
2017-06-29 | 22:00 | N | 10.9 | 5.92 | 6.14 | 1.49 | 21:00 | 337 | 173 | 2842 | 1426 | 3673.3 | 1024.16 | 17449.88 | 2124.74 | 24272.08 | 58252.82 | 0.41667
2017-06-29 | 23:00 | N | 12 | 8.4 | 6 | 0.12 | 22:00 | 394 | 194 | 2842 | 1426 | 4728 | 1629.6 | 17052 | 171.12 | 23580.72 | 56779.74 | 0.4153
2017-06-29 | 24:00 | N | 12 | 3.6 | 3.6 | 0.12 | 23:00 | 389 | 265 | 2985 | 1111 | 4668 | 954 | 10746 | 133.32 | 16501.32 | 53356.75 | 0.30926
2017-06-30 | 1:00 | N | 15 | 4 | 2.61 | 0.12 | 24:00 | 362 | 243 | 2985 | 1111 | 5430 | 972 | 7790.85 | 133.32 | 14326.17 | 49362.46 | 0.29022
2017-06-30 | 2:00 | N | 5 | 2.67 | 2.61 | 0.17 | 1:00 | 294 | 212 | 2985 | 1111 | 1470 | 566.04 | 7790.85 | 188.87 | 10015.76 | 45925.8 | 0.21809
2017-06-30 | 3:00 | N | 4.79 | 2.31 | 2.31 | 0.99 | 2:00 | 236 | 179 | 2985 | 1111 | 1130.44 | 413.49 | 6895.35 | 1099.89 | 9539.17 | 43602.35 | 0.21878
2017-06-30 | 4:00 | N | 3.5 | 2.19 | 2.31 | 0.99 | 3:00 | 201 | 205 | 2985 | 1717 | 703.5 | 448.95 | 6895.35 | 1699.83 | 9747.63 | 41982.12 | 0.23219
2017-06-30 | 5:00 | N | 3.5 | 2.31 | 2.31 | 0.99 | 4:00 | 185 | 205 | 2985 | 1717 | 647.5 | 473.55 | 6895.35 | 1699.83 | 9716.23 | 41076.6 | 0.23654
2017-06-30 | 6:00 | N | 5 | 3.99 | 2.61 | 0.99 | 5:00 | 207 | 283 | 2985 | 1717 | 1035 | 1129.17 | 7790.85 | 1699.83 | 11654.85 | 40930.96 | 0.28474
2017-06-30 | 7:00 | N | 3.98 | 5.54 | 4.54 | 3.54 | 6:00 | 327 | 438 | 2985 | 1717 | 1301.46 | 2426.52 | 13551.9 | 6078.18 | 23358.06 | 41964.33 | 0.55662
2017-06-30 | 8:00 | N | 2.88 | 4 | 3.21 | 3 | 7:00 | 249 | 556 | 2872 | 2219 | 717.12 | 2224 | 9219.12 | 6657 | 18817.24 | 43374.51 | 0.43383
2017-06-30 | 9:00 | N | 3.5 | 4 | 3.81 | 3 | 8:00 | 256 | 306 | 2872 | 2219 | 896 | 1224 | 10942.32 | 6657 | 19719.32 | 44440.64 | 0.44372
2017-06-30 | 10:00 | N | 3.56 | 3.73 | 3.45 | 3 | 9:00 | 156 | 343 | 2872 | 2219 | 555.36 | 1279.39 | 9908.4 | 6657 | 18400.15 | 46773.29 | 0.39339
2017-06-30 | 11:00 | N | 2.11 | 4.85 | 4.26 | 3 | 10:00 | 196 | 315 | 2872 | 2219 | 413.56 | 1527.75 | 12234.72 | 6657 | 20833.03 | 49840.64 | 0.41799
2017-06-30 | 12:00 | N | 1 | 5.84 | 6.04 | 5.5 | 11:00 | 226 | 326 | 2842 | 1635 | 226 | 1903.84 | 17165.68 | 8992.5 | 28288.02 | 53049.99 | 0.53323
2017-06-30 | 13:00 | N | 1.24 | 5.89 | 6.89 | 5.89 | 12:00 | 222 | 319 | 2842 | 1635 | 275.28 | 1878.91 | 19581.38 | 9630.15 | 31365.72 | 56240.05 | 0.55771
2017-06-30 | 14:00 | N | 1.51 | 15 | 18.61 | 15 | 13:00 | 195 | 299 | 2842 | 1635 | 294.45 | 4485 | 52889.62 | 24525 | 82194.07 | 59100.03 | 1.3908
2017-06-30 | 15:00 | N | 2.58 | 16.58 | 24.46 | 5 | 14:00 | 205 | 237 | 2842 | 1635 | 528.9 | 3929.46 | 69515.32 | 8175 | 82148.68 | 61626.02 | 1.333
2017-06-30 | 16:00 | N | 3.5 | 22.49 | 32.09 | 5 | 15:00 | 212 | 213 | 2842 | 1380 | 742 | 4790.37 | 91199.78 | 6900 | 103632.15 | 63433.35 | 1.6337
2017-06-30 | 17:00 | N | 3.5 | 19.99 | 26.71 | 1.37 | 16:00 | 191 | 237 | 2842 | 1380 | 668.5 | 4737.63 | 75909.82 | 1890.6 | 83206.55 | 64642.39 | 1.2872
2017-06-30 | 18:00 | N | 3.5 | 10.55 | 15.73 | 1 | 17:00 | 218 | 258 | 2842 | 1380 | 763 | 2721.9 | 44704.66 | 1380 | 49569.56 | 65145.83 | 0.7609
2017-06-30 | 19:00 | N | 4 | 6.22 | 10.68 | 1.66 | 18:00 | 240 | 365 | 2842 | 1380 | 960 | 2270.3 | 30352.56 | 2290.8 | 35873.66 | 64709.99 | 0.55438
2017-06-30 | 20:00 | N | 5.89 | 4 | 9.46 | 0.99 | 19:00 | 320 | 214 | 2842 | 1426 | 1884.8 | 856 | 26885.32 | 1411.74 | 31037.86 | 63074.55 | 0.49208
2017-06-30 | 21:00 | N | 3.5 | 3.16 | 7.03 | 0.99 | 20:00 | 322 | 178 | 2842 | 1426 | 1127 | 562.48 | 19979.26 | 1411.74 | 23080.48 | 60677.64 | 0.38038
2017-06-30 | 22:00 | N | 8.01 | 3 | 7.97 | 0.99 | 21:00 | 337 | 173 | 2842 | 1426 | 2699.37 | 519 | 22650.74 | 1411.74 | 27280.85 | 58509.97 | 0.46626
2017-06-30 | 23:00 | N | 12.09 | 8.43 | 8.63 | 0.12 | 22:00 | 394 | 194 | 2842 | 1426 | 4763.46 | 1635.42 | 24526.46 | 171.12 | 31096.46 | 56846.11 | 0.54703
2017-06-30 | 24:00 | N | 9 | 4.42 | 4.37 | 0.12 | 23:00 | 389 | 265 | 2985 | 1111 | 3501 | 1171.3 | 13044.45 | 133.32 | 17850.07 | 53722.25 | 0.33227
2017-07-01 | 1:00 | N | 5 | 5.39 | 5.83 | 0.01 | 24:00 | 362 | 243 | 2985 | 1111 | 1810 | 1309.77 | 17402.55 | 11.11 | 20533.43 | 50009.62 | 0.41059
2017-07-01 | 2:00 | N | 3.11 | 3 | 3.39 | 0.01 | 1:00 | 294 | 212 | 2985 | 1111 | 914.34 | 636 | 10119.15 | 11.11 | 11680.6 | 46172.21 | 0.25298
2017-07-01 | 3:00 | N | 2.61 | 2.4 | 2.94 | 0.5 | 2:00 | 236 | 179 | 2985 | 1111 | 615.96 | 429.6 | 8775.9 | 555.5 | 10376.96 | 43197.41 | 0.24022
2017-07-01 | 4:00 | N | 2.11 | 2.35 | 2.61 | 0.5 | 3:00 | 201 | 205 | 2985 | 1717 | 424.11 | 481.75 | 7790.85 | 858.5 | 9555.21 | 40927.48 | 0.23347
2017-07-01 | 5:00 | N | 1 | 2.37 | 2.51 | 0.5 | 4:00 | 185 | 205 | 2985 | 1717 | 185 | 485.85 | 7492.35 | 858.5 | 9021.7 | 39402.03 | 0.22897
2017-07-01 | 6:00 | N | 1.4 | 2.61 | 2.61 | 0.5 | 5:00 | 207 | 283 | 2985 | 1717 | 289.8 | 738.63 | 7790.85 | 858.5 | 9677.78 | 38386.51 | 0.25211
2017-07-01 | 7:00 | N | 2.11 | 3.11 | 3 | 0.97 | 6:00 | 327 | 438 | 2985 | 1717 | 689.97 | 1362.18 | 8955 | 1665.49 | 12672.64 | 37951.06 | 0.33392
2017-07-01 | 8:00 | N | 2.11 | 3.07 | 3.07 | 0.97 | 7:00 | 249 | 556 | 2872 | 2219 | 525.39 | 1706.92 | 8817.04 | 2152.43 | 13201.78 | 37729.92 | 0.3499
2017-07-01 | 9:00 | N | 2.61 | 3.08 | 3.08 | 0.97 | 8:00 | 256 | 306 | 2872 | 2219 | 668.16 | 942.48 | 8845.76 | 2152.43 | 12608.83 | 38122.8 | 0.33074
2017-07-01 | 10:00 | N | 2.61 | 5.33 | 5.33 | 0.97 | 9:00 | 156 | 343 | 2872 | 2219 | 407.16 | 1828.19 | 15307.76 | 2152.43 | 19695.54 | 40525.91 | 0.486
2017-07-01 | 11:00 | N | 2.11 | 9.12 | 8.62 | 0.95 | 10:00 | 196 | 315 | 2872 | 2219 | 413.56 | 2872.8 | 24756.64 | 2108.05 | 30151.05 | 43316.63 | 0.69606
2017-07-01 | 12:00 | N | 2.11 | 7.93 | 7.75 | 0.95 | 11:00 | 226 | 326 | 2842 | 1635 | 476.86 | 2585.18 | 22025.5 | 1553.25 | 26640.79 | 45815.34 | 0.58148
2017-07-01 | 13:00 | N | 1.13 | 10 | 10 | 2.77 | 12:00 | 222 | 319 | 2842 | 1635 | 250.86 | 3190 | 28420 | 4528.95 | 36389.81 | 48071.24 | 0.757
2017-07-01 | 14:00 | N | 1.47 | 11.17 | 11.32 | 4.6 | 13:00 | 195 | 299 | 2842 | 1635 | 286.65 | 3339.83 | 32171.44 | 7521 | 43318.92 | 50110.18 | 0.86447
2017-07-01 | 15:00 | N | 2.11 | 20.17 | 22.71 | 10 | 14:00 | 205 | 237 | 2842 | 1635 | 432.55 | 4780.29 | 64541.82 | 16350 | 86104.66 | 51615.95 | 1.6682
2017-07-01 | 16:00 | N | 3.11 | 35 | 39.59 | 15 | 15:00 | 212 | 213 | 2842 | 1380 | 659.32 | 7455 | 112514.78 | 20700 | 141329.1 | 52859.92 | 2.6737
2017-07-01 | 17:00 | N | 3.5 | 45.66 | 49.3 | 15 | 16:00 | 191 | 237 | 2842 | 1380 | 668.5 | 10821.42 | 140110.6 | 20700 | 172300.52 | 53929.42 | 3.1949
2017-07-01 | 18:00 | N | 2.59 | 6.24 | 12.36 | 3.91 | 17:00 | 218 | 258 | 2842 | 1380 | 564.62 | 1609.92 | 35127.12 | 5395.8 | 42697.46 | 54926.71 | 0.77735
2017-07-01 | 19:00 | N | 3.5 | 5 | 8.45 | 3 | 18:00 | 240 | 365 | 2842 | 1380 | 840 | 1825 | 24014.9 | 4140 | 30819.9 | 55657.36 | 0.55374
2017-07-01 | 20:00 | N | 3.68 | 4 | 7.31 | 0.99 | 19:00 | 320 | 214 | 2842 | 1426 | 1177.6 | 856 | 20775.02 | 1411.74 | 24220.36 | 55300.44 | 0.43798
2017-07-01 | 21:00 | N | 3.5 | 4.02 | 6.85 | 0.99 | 20:00 | 322 | 178 | 2842 | 1426 | 1127 | 715.56 | 19467.7 | 1411.74 | 22722 | 53717.94 | 0.42299
2017-07-01 | 22:00 | N | 6.68 | 5.67 | 5.87 | 0.99 | 21:00 | 337 | 173 | 2842 | 1426 | 2251.16 | 980.91 | 16682.54 | 1411.74 | 21326.35 | 51764.46 | 0.41199
2017-07-01 | 23:00 | N | 9 | 6.31 | 7.31 | 0.01 | 22:00 | 394 | 194 | 2842 | 1426 | 3546 | 1224.14 | 20775.02 | 14.26 | 25559.42 | 50507.1 | 0.50606
2017-07-01 | 24:00 | N | 8.11 | 4.04 | 5 | 0.01 | 23:00 | 389 | 265 | 2985 | 1111 | 3154.79 | 1070.6 | 14925 | 11.11 | 19161.5 | 47904.54 | 0.39999
2017-07-02 | 1:00 | N | 5 | 3 | 3.45 | 0.12 | 24:00 | 362 | 243 | 2985 | 1111 | 1810 | 729 | 10298.25 | 133.32 | 12970.57 | 44996.83 | 0.28826
2017-07-02 | 2:00 | N | 4.28 | 2.61 | 2.61 | 0.12 | 1:00 | 294 | 212 | 2985 | 1111 | 1258.32 | 553.32 | 7790.85 | 133.32 | 9735.81 | 42164.35 | 0.2309
2017-07-02 | 3:00 | N | 3.5 | 1.93 | 2.11 | 0.61 | 2:00 | 236 | 179 | 2985 | 1111 | 826 | 345.47 | 6298.35 | 677.71 | 8147.53 | 39913.95 | 0.20413
2017-07-02 | 4:00 | N | 3.46 | 2.11 | 2 | 0.61 | 3:00 | 201 | 205 | 2985 | 1717 | 695.46 | 432.55 | 5970 | 1047.37 | 8145.38 | 38212.57 | 0.21316
2017-07-02 | 5:00 | N | 2.61 | 2.26 | 2 | 0.61 | 4:00 | 185 | 205 | 2985 | 1717 | 482.85 | 463.3 | 5970 | 1047.37 | 7963.52 | 37010.81 | 0.21517
2017-07-02 | 6:00 | N | 2.61 | 2.61 | 2.11 | 0.61 | 5:00 | 207 | 283 | 2985 | 1717 | 540.27 | 738.63 | 6298.35 | 1047.37 | 8624.62 | 36264.91 | 0.23782
2017-07-02 | 7:00 | N | 2.61 | 3 | 2.25 | 1.17 | 6:00 | 327 | 438 | 2985 | 1717 | 853.47 | 1314 | 6716.25 | 2008.89 | 10892.61 | 35980.2 | 0.30274
2017-07-02 | 8:00 | N | 3.46 | 3.07 | 2.11 | 1.21 | 7:00 | 249 | 556 | 2872 | 2219 | 861.54 | 1706.92 | 6059.92 | 2684.99 | 11313.37 | 35810.03 | 0.31593
2017-07-02 | 9:00 | N | 3.98 | 4 | 2.61 | 1.19 | 8:00 | 256 | 306 | 2872 | 2219 | 1018.88 | 1224 | 7495.92 | 2640.61 | 12379.41 | 36523.66 | 0.33894
2017-07-02 | 10:00 | N | 3.11 | 4 | 3 | 1.28 | 9:00 | 156 | 343 | 2872 | 2219 | 485.16 | 1372 | 8616 | 2840.32 | 13313.48 | 39602.05 | 0.33618
2017-07-02 | 11:00 | N | 2.11 | 4.99 | 4.66 | 0.97 | 10:00 | 196 | 315 | 2872 | 2219 | 413.56 | 1571.85 | 13383.52 | 2152.43 | 17521.36 | 43378.83 | 0.40391
2017-07-02 | 12:00 | N | 2.11 | 7.54 | 7.54 | 1.51 | 11:00 | 226 | 326 | 2842 | 1635 | 476.86 | 2458.04 | 21428.68 | 2468.85 | 26832.43 | 47014.39 | 0.57073
2017-07-02 | 13:00 | N | 1.05 | 8.53 | 8.53 | 2.4 | 12:00 | 222 | 319 | 2842 | 1635 | 233.1 | 2721.07 | 24242.26 | 3924 | 31120.43 | 50596.06 | 0.61508
2017-07-02 | 14:00 | N | 1.59 | 9.8 | 10 | 3 | 13:00 | 195 | 299 | 2842 | 1635 | 310.05 | 2930.2 | 28420 | 4905 | 36565.25 | 53645.88 | 0.6816
2017-07-02 | 15:00 | N | 2.31 | 15.12 | 17.01 | 6.73 | 14:00 | 205 | 237 | 2842 | 1635 | 473.55 | 3583.44 | 48342.42 | 11003.55 | 63402.96 | 56231.99 | 1.1275
2017-07-02 | 16:00 | N | 3.2 | 28.3 | 34.84 | 17.55 | 15:00 | 212 | 213 | 2842 | 1380 | 678.4 | 6027.9 | 99015.28 | 24219 | 129940.58 | 58438.34 | 2.2236
2017-07-02 | 17:00 | N | 3.65 | 44.9 | 49.85 | 32.68 | 16:00 | 191 | 237 | 2842 | 1380 | 697.15 | 10641.3 | 141673.7 | 45098.4 | 198110.55 | 59970.9 | 3.3034
2017-07-02 | 18:00 | N | 3.39 | 13.66 | 16.72 | 8.64 | 17:00 | 218 | 258 | 2842 | 1380 | 739.02 | 3524.28 | 47518.24 | 11923.2 | 63704.74 | 60954.45 | 1.0451
2017-07-02 | 19:00 | N | 3.5 | 6 | 10.03 | 5 | 18:00 | 240 | 365 | 2842 | 1380 | 840 | 2190 | 28505.26 | 6900 | 38435.26 | 61264.18 | 0.62737
2017-07-02 | 20:00 | N | 3.5 | 4 | 8 | 1.86 | 19:00 | 320 | 214 | 2842 | 1426 | 1120 | 856 | 22736 | 2652.36 | 27364.36 | 60299.03 | 0.45381
2017-07-02 | 21:00 | N | 3.9 | 6.15 | 9.51 | 0.99 | 20:00 | 322 | 178 | 2842 | 1426 | 1255.8 | 1094.7 | 27027.42 | 1411.74 | 30789.66 | 58424.5 | 0.527
2017-07-02 | 22:00 | N | 8.11 | 6.24 | 6.68 | 0.97 | 21:00 | 337 | 173 | 2842 | 1426 | 2733.07 | 1079.52 | 18984.56 | 1383.22 | 24180.37 | 56085.6 | 0.43113
2017-07-02 | 23:00 | N | 9 | 7.21 | 8 | 0.12 | 22:00 | 394 | 194 | 2842 | 1426 | 3546 | 1398.74 | 22736 | 171.12 | 27851.86 | 54803.51 | 0.50821
2017-07-02 | 24:00 | N | 11.1 | 4.91 | 5 | 0.12 | 23:00 | 389 | 265 | 2985 | 1111 | 4317.9 | 1301.15 | 14925 | 133.32 | 20677.37 | 51761.85 | 0.39947
2017-07-03 | 1:00 | N | 9.03 | 3 | 3 | 0.12 | 24:00 | 362 | 243 | 2985 | 1111 | 3268.86 | 729 | 8955 | 133.32 | 13086.18 | 48169.58 | 0.27167
2017-07-03 | 2:00 | N | 5 | 2.4 | 2 | 0.12 | 1:00 | 294 | 212 | 2985 | 1111 | 1470 | 508.8 | 5970 | 133.32 | 8082.12 | 44720.09 | 0.18073
2017-07-03 | 3:00 | N | 3.61 | 1.98 | 2 | 0.75 | 2:00 | 236 | 179 | 2985 | 1111 | 851.96 | 354.42 | 5970 | 833.25 | 8009.63 | 42175.53 | 0.18991
2017-07-03 | 4:00 | N | 3.5 | 2 | 2 | 0.75 | 3:00 | 201 | 205 | 2985 | 1717 | 703.5 | 410 | 5970 | 1287.75 | 8371.25 | 40533.07 | 0.20653
2017-07-03 | 5:00 | N | 2.61 | 2.11 | 2 | 0.75 | 4:00 | 185 | 205 | 2985 | 1717 | 482.85 | 432.55 | 5970 | 1287.75 | 8173.15 | 39400.51 | 0.20744
2017-07-03 | 6:00 | N | 2.11 | 2.67 | 2.45 | 0.75 | 5:00 | 207 | 283 | 2985 | 1717 | 436.77 | 755.61 | 7313.25 | 1287.75 | 9793.38 | 39111.17 | 0.2504
2017-07-03 | 7:00 | N | 2.18 | 3.11 | 2.61 | 2 | 6:00 | 327 | 438 | 2985 | 1717 | 712.86 | 1362.18 | 7790.85 | 3434 | 13299.89 | 39702.61 | 0.33499
2017-07-03 | 8:00 | N | 3.02 | 4.18 | 2.61 | 2 | 7:00 | 249 | 556 | 2872 | 2219 | 751.98 | 2324.08 | 7495.92 | 4438 | 15009.98 | 40358.15 | 0.37192
2017-07-03 | 9:00 | N | 3.97 | 4.16 | 3.42 | 2.49 | 8:00 | 256 | 306 | 2872 | 2219 | 1016.32 | 1272.96 | 9822.24 | 5525.31 | 17636.83 | 41139.17 | 0.42871
2017-07-03 | 10:00 | N | 3.11 | 4.71 | 4.67 | 3 | 9:00 | 156 | 343 | 2872 | 2219 | 485.16 | 1615.53 | 13412.24 | 6657 | 22169.93 | 43754.54 | 0.50669
2017-07-03 | 11:00 | N | 2.25 | 6.49 | 5.57 | 1.24 | 10:00 | 196 | 315 | 2872 | 2219 | 441 | 2044.35 | 15997.04 | 2751.56 | 21233.95 | 47115.4 | 0.45068
2017-07-03 | 12:00 | N | 2.11 | 8.31 | 7.31 | 3 | 11:00 | 226 | 326 | 2842 | 1635 | 476.86 | 2709.06 | 20775.02 | 4905 | 28865.94 | 50675.7 | 0.56962
2017-07-03 | 13:00 | N | 1.33 | 8.43 | 8.43 | 2.49 | 12:00 | 222 | 319 | 2842 | 1635 | 295.26 | 2689.17 | 23958.06 | 4071.15 | 31013.64 | 54303.53 | 0.57112
2017-07-03 | 14:00 | N | 1.74 | 11.86 | 11.86 | 5 | 13:00 | 195 | 299 | 2842 | 1635 | 339.3 | 3546.14 | 33706.12 | 8175 | 45766.56 | 57374.46 | 0.79768
2017-07-03 | 15:00 | N | 2.57 | 19.98 | 22.12 | 12.09 | 14:00 | 205 | 237 | 2842 | 1635 | 526.85 | 4735.26 | 62865.04 | 19767.15 | 87894.3 | 59945.5 | 1.4662
2017-07-03 | 16:00 | N | 3.5 | 30.66 | 31.63 | 15.64 | 15:00 | 212 | 213 | 2842 | 1380 | 742 | 6530.58 | 89892.46 | 21583.2 | 118748.24 | 62028.52 | 1.9144
2017-07-03 | 17:00 | N | 4 | 31.31 | 36.31 | 19.62 | 16:00 | 191 | 237 | 2842 | 1380 | 764 | 7420.47 | 103193.02 | 27075.6 | 138453.09 | 63449.96 | 2.1821
2017-07-03 | 18:00 | N | 3.13 | 8.93 | 14.46 | 5 | 17:00 | 218 | 258 | 2842 | 1380 | 682.34 | 2303.94 | 41095.32 | 6900 | 50981.6 | 64083.23 | 0.79555
2017-07-03 | 19:00 | N | 3.5 | 5 | 9.81 | 4 | 18:00 | 240 | 365 | 2842 | 1380 | 840 | 1825 | 27880.02 | 5520 | 36065.02 | 63877.53 | 0.5646
2017-07-03 | 20:00 | N | 3.5 | 4 | 8.33 | 1.46 | 19:00 | 320 | 214 | 2842 | 1426 | 1120 | 856 | 23673.86 | 2081.96 | 27731.82 | 62284.79 | 0.44524
2017-07-03 | 21:00 | N | 6.57 | 4.68 | 8.42 | 3.61 | 20:00 | 322 | 178 | 2842 | 1426 | 2115.54 | 833.04 | 23929.64 | 5147.86 | 32026.08 | 59736.76 | 0.53612
2017-07-03 | 22:00 | N | 8.15 | 5.48 | 6.54 | 0.97 | 21:00 | 337 | 173 | 2842 | 1426 | 2746.55 | 948.04 | 18586.68 | 1383.22 | 23664.49 | 57306.03 | 0.41295
2017-07-03 | 23:00 | N | 10.53 | 6.33 | 6.53 | 0.12 | 22:00 | 394 | 194 | 2842 | 1426 | 4148.82 | 1228.02 | 18558.26 | 171.12 | 24106.22 | 55390.8 | 0.4352
2017-07-03 | 24:00 | N | 11.12 | 3.64 | 3.65 | 0.12 | 23:00 | 389 | 265 | 2985 | 1111 | 4325.68 | 964.6 | 10895.25 | 133.32 | 16318.85 | 52025.19 | 0.31367
2017-07-04 | 1:00 | N | 8.61 | 3 | 3 | 0.12 | 24:00 | 362 | 243 | 2985 | 1111 | 3116.82 | 729 | 8955 | 133.32 | 12934.14 | 48490.35 | 0.26674
2017-07-04 | 2:00 | N | 3.98 | 2.4 | 2.36 | 0.17 | 1:00 | 294 | 212 | 2985 | 1111 | 1170.12 | 508.8 | 7044.6 | 188.87 | 8912.39 | 45257.29 | 0.19693
2017-07-04 | 3:00 | N | 3.46 | 1.87 | 2 | 0.97 | 2:00 | 236 | 179 | 2985 | 1111 | 816.56 | 334.73 | 5970 | 1077.67 | 8198.96 | 42742.76 | 0.19182
2017-07-04 | 4:00 | N | 3.06 | 2.1 | 2 | 0.97 | 3:00 | 201 | 205 | 2985 | 1717 | 615.06 | 430.5 | 5970 | 1665.49 | 8681.05 | 40203.01 | 0.21593
2017-07-04 | 5:00 | N | 2.11 | 2.08 | 2 | 0.97 | 4:00 | 185 | 205 | 2985 | 1717 | 390.35 | 426.4 | 5970 | 1665.49 | 8452.24 | 38179.22 | 0.22138
2017-07-04 | 6:00 | N | 2.43 | 2.12 | 2.01 | 0.97 | 5:00 | 207 | 283 | 2985 | 1717 | 503.01 | 599.96 | 5999.85 | 1665.49 | 8768.31 | 37375.16 | 0.2346
2017-07-04 | 7:00 | N | 2.61 | 3 | 2.25 | 0.99 | 6:00 | 327 | 438 | 2985 | 1717 | 853.47 | 1314 | 6716.25 | 1699.83 | 10583.55 | 37295.74 | 0.28377
2017-07-04 | 8:00 | N | 2.99 | 3 | 2.61 | 1.22 | 7:00 | 249 | 556 | 2872 | 2219 | 744.51 | 1668 | 7495.92 | 2707.18 | 12615.61 | 37202.03 | 0.33911
2017-07-04 | 9:00 | N | 4.22 | 3.29 | 3.11 | 1.42 | 8:00 | 256 | 306 | 2872 | 2219 | 1080.32 | 1006.74 | 8931.92 | 3150.98 | 14169.96 | 37290.02 | 0.37999
2017-07-04 | 10:00 | N | 3.13 | 4.72 | 4.76 | 0.99 | 9:00 | 156 | 343 | 2872 | 2219 | 488.28 | 1618.96 | 13670.72 | 2196.81 | 17974.77 | 39508.85 | 0.45496
2017-07-04 | 11:00 | N | 2.61 | 6 | 6 | 1.22 | 10:00 | 196 | 315 | 2872 | 2219 | 511.56 | 1890 | 17232 | 2707.18 | 22340.74 | 43042.87 | 0.51903
2017-07-04 | 12:00 | N | 2.36 | 7.46 | 7.46 | 2.18 | 11:00 | 226 | 326 | 2842 | 1635 | 533.36 | 2431.96 | 21201.32 | 3564.3 | 27730.94 | 47007.84 | 0.58992
2017-07-04 | 13:00 | N | 1 | 8.56 | 8.56 | 1.83 | 12:00 | 222 | 319 | 2842 | 1635 | 222 | 2730.64 | 24327.52 | 2992.05 | 30272.21 | 50762.34 | 0.59635
2017-07-04 | 14:00 | N | 1.89 | 11.3 | 11.39 | 5 | 13:00 | 195 | 299 | 2842 | 1635 | 368.55 | 3378.7 | 32370.38 | 8175 | 44292.63 | 54250.47 | 0.81645
2017-07-04 | 15:00 | N | 2.11 | 14.84 | 18.11 | 8.73 | 14:00 | 205 | 237 | 2842 | 1635 | 432.55 | 3517.08 | 51468.62 | 14273.55 | 69691.8 | 57245.42 | 1.2174
2017-07-04 | 16:00 | N | 2.26 | 27.59 | 32.59 | 15 | 15:00 | 212 | 213 | 2842 | 1380 | 479.12 | 5876.67 | 92620.78 | 20700 | 119676.57 | 59600.63 | 2.008
2017-07-04 | 17:00 | N | 2.81 | 28.2 | 32.64 | 16.65 | 16:00 | 191 | 237 | 2842 | 1380 | 536.71 | 6683.4 | 92762.88 | 22977 | 122959.99 | 61320.1 | 2.0052
2017-07-04 | 18:00 | N | 2.61 | 8.17 | 16.68 | 5 | 17:00 | 218 | 258 | 2842 | 1380 | 568.98 | 2107.86 | 47404.56 | 6900 | 56981.4 | 62246.86 | 0.91541
2017-07-04 | 19:00 | N | 6.65 | 5 | 9.27 | 4 | 18:00 | 240 | 365 | 2842 | 1380 | 1596 | 1825 | 26345.34 | 5520 | 35286.34 | 62179.51 | 0.56749
2017-07-04 | 20:00 | N | 4.58 | 4.13 | 8 | 3 | 19:00 | 320 | 214 | 2842 | 1426 | 1465.6 | 883.82 | 22736 | 4278 | 29363.42 | 60708.7 | 0.48368
2017-07-04 | 21:00 | N | 6.88 | 5.81 | 7.32 | 3 | 20:00 | 322 | 178 | 2842 | 1426 | 2215.36 | 1034.18 | 20803.44 | 4278 | 28330.98 | 58179.56 | 0.48696
2017-07-04 | 22:00 | N | 8.11 | 5.81 | 7.4 | 1.31 | 21:00 | 337 | 173 | 2842 | 1426 | 2733.07 | 1005.13 | 21030.8 | 1868.06 | 26637.06 | 55593.8 | 0.47914
2017-07-04 | 23:00 | N | 9 | 6.95 | 7.05 | 0.12 | 22:00 | 394 | 194 | 2842 | 1426 | 3546 | 1348.3 | 20036.1 | 171.12 | 25101.52 | 53502.96 | 0.46916
2017-07-04 | 24:00 | N | 11.14 | 4.53 | 4.9 | 0.12 | 23:00 | 389 | 265 | 2985 | 1111 | 4333.46 | 1200.45 | 14626.5 | 133.32 | 20293.73 | 50920.43 | 0.39854
2017-07-05 | 1:00 | N | 6.37 | 3 | 3 | 0.17 | 24:00 | 362 | 243 | 2985 | 1111 | 2305.94 | 729 | 8955 | 188.87 | 12178.81 | 47934.24 | 0.25407
2017-07-05 | 2:00 | N | 3.94 | 2.4 | 2.25 | 0.17 | 1:00 | 294 | 212 | 2985 | 1111 | 1158.36 | 508.8 | 6716.25 | 188.87 | 8572.28 | 44515.31 | 0.19257
2017-07-05 | 3:00 | N | 2.99 | 2 | 2 | 0.97 | 2:00 | 236 | 179 | 2985 | 1111 | 705.64 | 358 | 5970 | 1077.67 | 8111.31 | 41829.79 | 0.19391
2017-07-05 | 4:00 | N | 2.61 | 1.8 | 2 | 0.97 | 3:00 | 201 | 205 | 2985 | 1717 | 524.61 | 369 | 5970 | 1665.49 | 8529.1 | 40017.47 | 0.21313
2017-07-05 | 5:00 | N | 1.5 | 2 | 2 | 0.97 | 4:00 | 185 | 205 | 2985 | 1717 | 277.5 | 410 | 5970 | 1665.49 | 8322.99 | 38911.45 | 0.2139
2017-07-05 | 6:00 | N | 1.11 | 2.61 | 2.51 | 0.97 | 5:00 | 207 | 283 | 2985 | 1717 | 229.77 | 738.63 | 7492.35 | 1665.49 | 10126.24 | 38738.59 | 0.2614
2017-07-05 | 7:00 | N | 2 | 3 | 2.61 | 1.19 | 6:00 | 327 | 438 | 2985 | 1717 | 654 | 1314 | 7790.85 | 2043.23 | 11802.08 | 39799.52 | 0.29654
2017-07-05 | 8:00 | N | 2.61 | 3.19 | 3.19 | 0.99 | 7:00 | 249 | 556 | 2872 | 2219 | 649.89 | 1773.64 | 9161.68 | 2196.81 | 13782.02 | 41342.47 | 0.33336
2017-07-05 | 9:00 | N | 2.61 | 4.21 | 3.85 | 0.99 | 8:00 | 256 | 306 | 2872 | 2219 | 668.16 | 1288.26 | 11057.2 | 2196.81 | 15210.43 | 42426.44 | 0.35851
2017-07-05 | 10:00 | N | 2.61 | 4.71 | 4 | 0.99 | 9:00 | 156 | 343 | 2872 | 2219 | 407.16 | 1615.53 | 11488 | 2196.81 | 15707.5 | 44633.37 | 0.35192
2017-07-05 | 11:00 | N | 2 | 7 | 5.5 | 0.99 | 10:00 | 196 | 315 | 2872 | 2219 | 392 | 2205 | 15796 | 2196.81 | 20589.81 | 47636.62 | 0.43223
2017-07-05 | 12:00 | N | 2.11 | 7.31 | 7.31 | 2 | 11:00 | 226 | 326 | 2842 | 1635 | 476.86 | 2383.06 | 20775.02 | 3270 | 26904.94 | 51123.09 | 0.52628
2017-07-05 | 13:00 | N | 1.22 | 9.38 | 9.58 | 3.09 | 12:00 | 222 | 319 | 2842 | 1635 | 270.84 | 2992.22 | 27226.36 | 5052.15 | 35541.57 | 54543.38 | 0.65162
2017-07-05 | 14:00 | N | 2.07 | 15.35 | 16.2 | 6.24 | 13:00 | 195 | 299 | 2842 | 1635 | 403.65 | 4589.65 | 46040.4 | 10202.4 | 61236.1 | 57825.65 | 1.059
2017-07-05 | 15:00 | N | 2.14 | 22.66 | 24.58 | 13.45 | 14:00 | 205 | 237 | 2842 | 1635 | 438.7 | 5370.42 | 69856.36 | 21990.75 | 97656.23 | 60939.76 | 1.6025
2017-07-05 | 16:00 | N | 2.21 | 40.98 | 42.94 | 20 | 15:00 | 212 | 213 | 2842 | 1380 | 468.52 | 8728.74 | 122035.48 | 27600 | 158832.74 | 63446.25 | 2.5034
2017-07-05 | 17:00 | N | 3.54 | 43.18 | 48.18 | 20 | 16:00 | 191 | 237 | 2842 | 1380 | 676.14 | 10233.66 | 136927.56 | 27600 | 175437.36 | 65151.83 | 2.6927
2017-07-05 | 18:00 | N | 2.47 | 13.18 | 18.18 | 11.97 | 17:00 | 218 | 258 | 2842 | 1380 | 538.46 | 3400.44 | 51667.56 | 16518.6 | 72125.06 | 65834.11 | 1.0956
2017-07-05 | 19:00 | N | 2.61 | 7.32 | 10.44 | 7.09 | 18:00 | 240 | 365 | 2842 | 1380 | 626.4 | 2671.8 | 29670.48 | 9784.2 | 42752.88 | 64916.37 | 0.65858
2017-07-05 | 20:00 | N | 2.31 | 4 | 8.46 | 4 | 19:00 | 320 | 214 | 2842 | 1426 | 739.2 | 856 | 24043.32 | 5704 | 31342.52 | 62248.58 | 0.50351
2017-07-05 | 21:00 | N | 3.5 | 4 | 7.91 | 3 | 20:00 | 322 | 178 | 2842 | 1426 | 1127 | 712 | 22480.22 | 4278 | 28597.22 | 59153.49 | 0.48344
2017-07-05 | 22:00 | N | 6.4 | 5.65 | 6.65 | 1.51 | 21:00 | 337 | 173 | 2842 | 1426 | 2156.8 | 977.45 | 18899.3 | 2153.26 | 24186.81 | 56463.18 | 0.42836
2017-07-05 | 23:00 | N | 9 | 5 | 6 | 0.17 | 22:00 | 394 | 194 | 2842 | 1426 | 3546 | 970 | 17052 | 242.42 | 21810.42 | 54185.76 | 0.40251
2017-07-05 | 24:00 | N | 12 | 2.44 | 3.13 | 0.17 | 23:00 | 389 | 265 | 2985 | 1111 | 4668 | 646.6 | 9343.05 | 188.87 | 14846.52 | 50470.37 | 0.29416
2017-07-06 | 1:00 | N | 5 | 1.5 | 2.48 | 0.3 | 24:00 | 362 | 243 | 2985 | 1111 | 1810 | 364.5 | 7402.8 | 333.3 | 9910.6 | 46424.7 | 0.21348
2017-07-06 | 2:00 | N | 3.5 | 1.5 | 2 | 0.25 | 1:00 | 294 | 212 | 2985 | 1111 | 1029 | 318 | 5970 | 277.75 | 7594.75 | 43073.23 | 0.17632
2017-07-06 | 3:00 | N | 3.05 | 1.2 | 1.85 | 0.97 | 2:00 | 236 | 179 | 2985 | 1111 | 719.8 | 214.8 | 5522.25 | 1077.67 | 7534.52 | 40566.11 | 0.18573
2017-07-06 | 4:00 | N | 2.61 | 1.2 | 1.85 | 0.91 | 3:00 | 201 | 205 | 2985 | 1717 | 524.61 | 246 | 5522.25 | 1562.47 | 7855.33 | 38775.85 | 0.20258
2017-07-06 | 5:00 | N | 2.08 | 1.5 | 1.85 | 0.91 | 4:00 | 185 | 205 | 2985 | 1717 | 384.8 | 307.5 | 5522.25 | 1562.47 | 7777.02 | 37659.7 | 0.20651
2017-07-06 | 6:00 | N | 2.11 | 1.5 | 2 | 0.97 | 5:00 | 207 | 283 | 2985 | 1717 | 436.77 | 424.5 | 5970 | 1665.49 | 8496.76 | 37410.8 | 0.22712
2017-07-06 | 7:00 | N | 2 | 3 | 2.5 | 0.99 | 6:00 | 327 | 438 | 2985 | 1717 | 654 | 1314 | 7462.5 | 1699.83 | 11130.33 | 38337.32 | 0.29033
2017-07-06 | 8:00 | N | 2.61 | 3 | 2.49 | 0.99 | 7:00 | 249 | 556 | 2872 | 2219 | 649.89 | 1668 | 7151.28 | 2196.81 | 11665.98 | 39722.91 | 0.29368
2017-07-06 | 9:00 | N | 3.1 | 3.44 | 2.75 | 0.99 | 8:00 | 256 | 306 | 2872 | 2219 | 793.6 | 1052.64 | 7898 | 2196.81 | 11941.05 | 41159.46 | 0.29012
2017-07-06 | 10:00 | N | 3.01 | 4.08 | 4.08 | 0.99 | 9:00 | 156 | 343 | 2872 | 2219 | 469.56 | 1399.44 | 11717.76 | 2196.81 | 15783.57 | 44041.59 | 0.35838
2017-07-06 | 11:00 | N | 2.61 | 10.41 | 7.5 | 0.99 | 10:00 | 196 | 315 | 2872 | 2219 | 511.56 | 3279.15 | 21540 | 2196.81 | 27527.52 | 47493.34 | 0.57961
2017-07-06 | 12:00 | N | 2.61 | 8.47 | 8.39 | 1.99 | 11:00 | 226 | 326 | 2842 | 1635 | 589.86 | 2761.22 | 23844.38 | 3253.65 | 30449.11 | 51148.73 | 0.59531
2017-07-06 | 13:00 | N | 1.74 | 12.5 | 12.4 | 3.83 | 12:00 | 222 | 319 | 2842 | 1635 | 386.28 | 3987.5 | 35240.8 | 6262.05 | 45876.63 | 54585.59 | 0.84045
2017-07-06 | 14:00 | N | 2.29 | 12.5 | 18.28 | 6.97 | 13:00 | 195 | 299 | 2842 | 1635 | 446.55 | 3737.5 | 51951.76 | 11395.95 | 67531.76 | 57722.77 | 1.1699
2017-07-06 | 15:00 | N | 2.31 | 23.73 | 25.99 | 14.15 | 14:00 | 205 | 237 | 2842 | 1635 | 473.55 | 5624.01 | 73863.58 | 23135.25 | 103096.39 | 60648.6 | 1.6999
2017-07-06 | 16:00 | N | 2.31 | 38.15 | 42 | 23 | 15:00 | 212 | 213 | 2842 | 1380 | 489.72 | 8125.95 | 119364 | 31740 | 159719.67 | 62755.32 | 2.5451
2017-07-06 | 17:00 | N | 2.84 | 45.59 | 50.39 | 23 | 16:00 | 191 | 237 | 2842 | 1380 | 542.44 | 10804.83 | 143208.38 | 31740 | 186295.65 | 64054.73 | 2.9084
2017-07-06 | 18:00 | N | 2.31 | 17.46 | 23.26 | 11.36 | 17:00 | 218 | 258 | 2842 | 1380 | 503.58 | 4504.68 | 66104.92 | 15676.8 | 86789.98 | 64375.85 | 1.3482
2017-07-06 | 19:00 | N | 3.5 | 7.04 | 12.35 | 6.04 | 18:00 | 240 | 365 | 2842 | 1380 | 840 | 2569.6 | 35098.7 | 8335.2 | 46843.5 | 63364.82 | 0.73927
2017-07-06 | 20:00 | N | 3.5 | 4 | 7.58 | 3.56 | 19:00 | 320 | 214 | 2842 | 1426 | 1120 | 856 | 21542.36 | 5076.56 | 28594.92 | 61655.34 | 0.46379
2017-07-06 | 21:00 | N | 5.89 | 4.61 | 8 | 1.63 | 20:00 | 322 | 178 | 2842 | 1426 | 1896.58 | 820.58 | 22736 | 2324.38 | 27777.54 | 59423.98 | 0.46745
2017-07-06 | 22:00 | N | 9.35 | 8.39 | 9.22 | 1.39 | 21:00 | 337 | 173 | 2842 | 1426 | 3150.95 | 1451.47 | 26203.24 | 1982.14 | 32787.8 | 57026.39 | 0.57496
2017-07-06 | 23:00 | N | 11.64 | 3.67 | 4.67 | 0.25 | 22:00 | 394 | 194 | 2842 | 1426 | 4586.16 | 711.98 | 13272.14 | 356.5 | 18926.78 | 55280.6 | 0.34238
2017-07-06 | 24:00 | N | 5 | 2 | 2.58 | 0.25 | 23:00 | 389 | 265 | 2985 | 1111 | 1945 | 530 | 7701.3 | 277.75 | 10454.05 | 51662.25 | 0.20235
2017-07-07 | 1:00 | N | 5 | 1.5 | 2 | 0.25 | 24:00 | 362 | 243 | 2985 | 1111 | 1810 | 364.5 | 5970 | 277.75 | 8422.25 | 47545.92 | 0.17714
2017-07-07 | 2:00 | N | 3.5 | 1.5 | 2 | 0.25 | 1:00 | 294 | 212 | 2985 | 1111 | 1029 | 318 | 5970 | 277.75 | 7594.75 | 43934.31 | 0.17287
2017-07-07 | 3:00 | N | 3.29 | 1.2 | 2 | 0.82 | 2:00 | 236 | 179 | 2985 | 1111 | 776.44 | 214.8 | 5970 | 911.02 | 7872.26 | 41166.69 | 0.19123
2017-07-07 | 4:00 | N | 2.61 | 1.2 | 1.85 | 0.75 | 3:00 | 201 | 205 | 2985 | 1717 | 524.61 | 246 | 5522.25 | 1287.75 | 7580.61 | 39268.9 | 0.19304
2017-07-07 | 5:00 | N | 2.16 | 1.5 | 2 | 0.75 | 4:00 | 185 | 205 | 2985 | 1717 | 399.6 | 307.5 | 5970 | 1287.75 | 7964.85 | 38003.27 | 0.20958
2017-07-07 | 6:00 | N | 2.11 | 1.5 | 2 | 0.82 | 5:00 | 207 | 283 | 2985 | 1717 | 436.77 | 424.5 | 5970 | 1407.94 | 8239.21 | 37706.3 | 0.21851
2017-07-07 | 7:00 | N | 2.11 | 2.93 | 2 | 2 | 6:00 | 327 | 438 | 2985 | 1717 | 689.97 | 1283.34 | 5970 | 3434 | 11377.31 | 38496.34 | 0.29554
2017-07-07 | 8:00 | N | 2.61 | 3.23 | 2.03 | 2.23 | 7:00 | 249 | 556 | 2872 | 2219 | 649.89 | 1795.88 | 5830.16 | 4948.37 | 13224.3 | 39812.59 | 0.33216
2017-07-07 | 9:00 | N | 3.15 | 4.01 | 2.51 | 3 | 8:00 | 256 | 306 | 2872 | 2219 | 806.4 | 1227.06 | 7208.72 | 6657 | 15899.18 | 41440.42 | 0.38366
2017-07-07 | 10:00 | N | 3.11 | 5.79 | 4.24 | 3.79 | 9:00 | 156 | 343 | 2872 | 2219 | 485.16 | 1985.97 | 12177.28 | 8410.01 | 23058.42 | 44712.66 | 0.5157
2017-07-07 | 11:00 | N | 2.23 | 10.18 | 7.68 | 1 | 10:00 | 196 | 315 | 2872 | 2219 | 437.08 | 3206.7 | 22056.96 | 2219 | 27919.74 | 48507.84 | 0.57557
2017-07-07 | 12:00 | N | 2.11 | 11.1 | 10.1 | 2 | 11:00 | 226 | 326 | 2842 | 1635 | 476.86 | 3618.6 | 28704.2 | 3270 | 36069.66 | 52577.83 | 0.68602
2017-07-07 | 13:00 | N | 1.82 | 13.39 | 12.45 | 4.18 | 12:00 | 222 | 319 | 2842 | 1635 | 404.04 | 4271.41 | 35382.9 | 6834.3 | 46892.65 | 56404.24 | 0.83137
2017-07-07 | 14:00 | N | 2.11 | 15.47 | 20.2 | 10.05 | 13:00 | 195 | 299 | 2842 | 1635 | 411.45 | 4625.53 | 57408.4 | 16431.75 | 78877.13 | 59562.89 | 1.3243
2017-07-07 | 15:00 | N | 2.11 | 25.02 | 30.02 | 18.28 | 14:00 | 205 | 237 | 2842 | 1635 | 432.55 | 5929.74 | 85316.84 | 29887.8 | 121566.93 | 62098.49 | 1.9576
2017-07-07 | 16:00 | N | 2.11 | 45.5 | 52.72 | 33.03 | 15:00 | 212 | 213 | 2842 | 1380 | 447.32 | 9691.5 | 149830.24 | 45581.4 | 205550.46 | 63724.46 | 3.2256
2017-07-07 | 17:00 | N | 3.5 | 39.69 | 46.69 | 29 | 16:00 | 191 | 237 | 2842 | 1380 | 668.5 | 9406.53 | 132692.98 | 40020 | 182788.01 | 64025.02 | 2.8549
2017-07-07 | 18:00 | N | 3.5 | 11.22 | 17.34 | 9.95 | 17:00 | 218 | 258 | 2842 | 1380 | 763 | 2894.76 | 49280.28 | 13731 | 66669.04 | 62725.32 | 1.0629
2017-07-07 | 19:00 | N | 3.5 | 8.17 | 12.88 | 7.17 | 18:00 | 240 | 365 | 2842 | 1380 | 840 | 2982.05 | 36604.96 | 9894.6 | 50321.61 | 60703.27 | 0.82898
2017-07-07 | 20:00 | N | 2.61 | 4.26 | 8.77 | 3.26 | 19:00 | 320 | 214 | 2842 | 1426 | 835.2 | 911.64 | 24924.34 | 4648.76 | 31319.94 | 58595.04 | 0.53452
2017-07-07 | 21:00 | N | 3.5 | 6.48 | 7.31 | 1.25 | 20:00 | 322 | 178 | 2842 | 1426 | 1127 | 1153.44 | 20775.02 | 1782.5 | 24837.96 | 56301.33 | 0.44116
2017-07-07 | 22:00 | N | 8.61 | 8.01 | 8 | 1.47 | 21:00 | 337 | 173 | 2842 | 1426 | 2901.57 | 1385.73 | 22736 | 2096.22 | 29119.52 | 54412.04 | 0.53517
2017-07-07 | 23:00 | N | 9.19 | 5 | 6 | 0.25 | 22:00 | 394 | 194 | 2842 | 1426 | 3620.86 | 970 | 17052 | 356.5 | 21999.36 | 52944.32 | 0.41552
2017-07-07 | 24:00 | N | 12 | 2.69 | 2.69 | 0.25 | 23:00 | 389 | 265 | 2985 | 1111 | 4668 | 712.85 | 8029.65 | 277.75 | 13688.25 | 49830.83 | 0.27469
2017-07-08 | 1:00 | N | 5.99 | 3 | 3.85 | 0.25 | 24:00 | 362 | 243 | 2985 | 1111 | 2168.38 | 729 | 11492.25 | 277.75 | 14667.38 | 46410.2 | 0.31604
2017-07-08 | 2:00 | N | 3.5 | 2.2 | 2.61 | 0.25 | 1:00 | 294 | 212 | 2985 | 1111 | 1029 | 466.4 | 7790.85 | 277.75 | 9564 | 43153.57 | 0.22163
2017-07-08 | 3:00 | N | 2.61 | 1.5 | 2.11 | 0.97 | 2:00 | 236 | 179 | 2985 | 1111 | 615.96 | 268.5 | 6298.35 | 1077.67 | 8260.48 | 40674.35 | 0.20309
2017-07-08 | 4:00 | N | 2.11 | 1.5 | 2 | 0.97 | 3:00 | 201 | 205 | 2985 | 1717 | 424.11 | 307.5 | 5970 | 1665.49 | 8367.1 | 38737.57 | 0.21599
2017-07-08 | 5:00 | N | 1.23 | 1.5 | 2 | 0.97 | 4:00 | 185 | 205 | 2985 | 1717 | 227.55 | 307.5 | 5970 | 1665.49 | 8170.54 | 37460.63 | 0.21811
2017-07-08 | 6:00 | N | 1.49 | 1.8 | 2 | 0.97 | 5:00 | 207 | 283 | 2985 | 1717 | 308.43 | 509.4 | 5970 | 1665.49 | 8453.32 | 36760.07 | 0.22996
2017-07-08 | 7:00 | N | 2 | 3 | 2 | 1.79 | 6:00 | 327 | 438 | 2985 | 1717 | 654 | 1314 | 5970 | 3073.43 | 11011.43 | 36722.44 | 0.29986
2017-07-08 | 8:00 | N | 2.58 | 3 | 2.5 | 2 | 7:00 | 249 | 556 | 2872 | 2219 | 642.42 | 1668 | 7180 | 4438 | 13928.42 | 36825.5 | 0.37823
2017-07-08 | 9:00 | N | 3.5 | 4.28 | 3.22 | 2 | 8:00 | 256 | 306 | 2872 | 2219 | 896 | 1309.68 | 9247.84 | 4438 | 15891.52 | 37888.93 | 0.41942
2017-07-08 | 10:00 | N | 2.61 | 5.76 | 4.89 | 2.52 | 9:00 | 156 | 343 | 2872 | 2219 | 407.16 | 1975.68 | 14044.08 | 5591.88 | 22018.8 | 41426.68 | 0.53151
2017-07-08 | 11:00 | N | 2.11 | 9.89 | 7.31 | 1.42 | 10:00 | 196 | 315 | 2872 | 2219 | 413.56 | 3115.35 | 20994.32 | 3150.98 | 27674.21 | 45667.16 | 0.606
2017-07-08 | 12:00 | N | 2.11 | 13.6 | 11.4 | 3 | 11:00 | 226 | 326 | 2842 | 1635 | 476.86 | 4433.6 | 32398.8 | 4905 | 42214.26 | 50091.36 | 0.84275
2017-07-08 | 13:00 | N | 1.56 | 15.35 | 14.87 | 4.47 | 12:00 | 222 | 319 | 2842 | 1635 | 346.32 | 4896.65 | 42260.54 | 7308.45 | 54811.96 | 54068.86 | 1.0137
2017-07-08 | 14:00 | N | 1.57 | 19.86 | 23.55 | 9.5 | 13:00 | 195 | 299 | 2842 | 1635 | 306.15 | 5938.14 | 66929.1 | 15532.5 | 88705.89 | 57543.38 | 1.5415
2017-07-08 | 15:00 | N | 2 | 28.38 | 33.38 | 19.65 | 14:00 | 205 | 237 | 2842 | 1635 | 410 | 6726.06 | 94865.96 | 32127.75 | 134129.77 | 60246.85 | 2.2263
2017-07-08 | 16:00 | N | 2.11 | 44.17 | 49.17 | 33.76 | 15:00 | 212 | 213 | 2842 | 1380 | 447.32 | 9408.21 | 139741.14 | 46588.8 | 196185.47 | 61897.77 | 3.1695
2017-07-08 | 17:00 | N | 3.48 | 38.63 | 44.44 | 29.95 | 16:00 | 191 | 237 | 2842 | 1380 | 664.68 | 9155.31 | 126298.48 | 41331 | 177449.47 | 62545.13 | 2.8371
2017-07-08 | 18:00 | N | 3.01 | 11.89 | 16.89 | 7.76 | 17:00 | 218 | 258 | 2842 | 1380 | 656.18 | 3067.62 | 48001.38 | 10708.8 | 62433.98 | 61906.6 | 1.0085
2017-07-08 | 19:00 | N | 3.59 | 8.03 | 13.03 | 6.37 | 18:00 | 240 | 365 | 2842 | 1380 | 861.6 | 2930.95 | 37031.26 | 8790.6 | 49614.41 | 60431.18 | 0.82101
2017-07-08 | 20:00 | N | 3.5 | 6.63 | 9.77 | 4 | 19:00 | 320 | 214 | 2842 | 1426 | 1120 | 1418.82 | 27766.34 | 5704 | 36009.16 | 58184 | 0.61888
2017-07-08 | 21:00 | N | 3.5 | 6.8 | 8.05 | 2 | 20:00 | 322 | 178 | 2842 | 1426 | 1127 | 1210.4 | 22878.1 | 2852 | 28067.5 | 55537.99 | 0.50537
2017-07-08 | 22:00 | N | 15.85 | 8 | 7.26 | 1.42 | 21:00 | 337 | 173 | 2842 | 1426 | 5341.45 | 1384 | 20632.92 | 2024.92 | 29383.29 | 53505.34 | 0.54917
2017-07-08 | 23:00 | N | 9 | 7 | 8 | 0.25 | 22:00 | 394 | 194 | 2842 | 1426 | 3546 | 1358 | 22736 | 356.5 | 27996.5 | 52197.8 | 0.53635
2017-07-08 | 24:00 | N | 15 | 3.9 | 4.66 | 0.12 | 23:00 | 389 | 265 | 2985 | 1111 | 5835 | 1033.5 | 13910.1 | 133.32 | 20911.92 | 49295.08 | 0.42422
2017-07-09 | 1:00 | N | 9.11 | 3 | 3 | 0.12 | 24:00 | 362 | 243 | 2985 | 1111 | 3297.82 | 729 | 8955 | 133.32 | 13115.14 | 46036.26 | 0.28489
2017-07-09 | 2:00 | N | 3.95 | 1.96 | 2.11 | 0.17 | 1:00 | 294 | 212 | 2985 | 1111 | 1161.3 | 415.52 | 6298.35 | 188.87 | 8064.04 | 42907.65 | 0.18794
2017-07-09 | 3:00 | N | 3.5 | 1.5 | 2 | 0.61 | 2:00 | 236 | 179 | 2985 | 1111 | 826 | 268.5 | 5970 | 677.71 | 7742.21 | 40394.13 | 0.19167
2017-07-09 | 4:00 | N | 3.43 | 1.5 | 2 | 0.61 | 3:00 | 201 | 205 | 2985 | 1717 | 689.43 | 307.5 | 5970 | 1047.37 | 8014.3 | 38443.19 | 0.20847
2017-07-09 | 5:00 | N | 2.61 | 1.5 | 2 | 0.61 | 4:00 | 185 | 205 | 2985 | 1717 | 482.85 | 307.5 | 5970 | 1047.37 | 7807.72 | 37073.34 | 0.2106
2017-07-09 | 6:00 | N | 2.89 | 1.8 | 2 | 0.61 | 5:00 | 207 | 283 | 2985 | 1717 | 598.23 | 509.4 | 5970 | 1047.37 | 8125 | 36204.61 | 0.22442
2017-07-09 | 7:00 | N | 3 | 3 | 2 | 1.79 | 6:00 | 327 | 438 | 2985 | 1717 | 981 | 1314 | 5970 | 3073.43 | 11338.43 | 35907.31 | 0.31577
2017-07-09 | 8:00 | N | 3.5 | 3 | 2 | 1.68 | 7:00 | 249 | 556 | 2872 | 2219 | 871.5 | 1668 | 5744 | 3727.92 | 12011.42 | 35571.36 | 0.33767
2017-07-09 | 9:00 | N | 3.5 | 3.11 | 2.32 | 0.99 | 8:00 | 256 | 306 | 2872 | 2219 | 896 | 951.66 | 6663.04 | 2196.81 | 10707.51 | 36105.32 | 0.29656
2017-07-09 | 10:00 | N | 3.01 | 5 | 4 | 2 | 9:00 | 156 | 343 | 2872 | 2219 | 469.56 | 1715 | 11488 | 4438 | 18110.56 | 39149.88 | 0.4626
2017-07-09 | 11:00 | N | 2.61 | 6.25 | 6.04 | 0.99 | 10:00 | 196 | 315 | 2872 | 2219 | 511.56 | 1968.75 | 17346.88 | 2196.81 | 22024 | 43066.82 | 0.51139
2017-07-09 | 12:00 | N | 3 | 10.28 | 7.89 | 0.99 | 11:00 | 226 | 326 | 2842 | 1635 | 678 | 3351.28 | 22423.38 | 1618.65 | 28071.31 | 47257.63 | 0.59401
2017-07-09 | 13:00 | N | 1.15 | 12.65 | 12.25 | 3.55 | 12:00 | 222 | 319 | 2842 | 1635 | 255.3 | 4035.35 | 34814.5 | 5804.25 | 44909.4 | 51243.28 | 0.8764
2017-07-09 | 14:00 | N | 1.67 | 14.13 | 14.98 | 4.03 | 13:00 | 195 | 299 | 2842 | 1635 | 325.65 | 4224.87 | 42573.16 | 6589.05 | 53712.73 | 54394.63 | 0.98746
2017-07-09 | 15:00 | N | 2.31 | 23.54 | 24.54 | 11.51 | 14:00 | 205 | 237 | 2842 | 1635 | 473.55 | 5578.98 | 69742.68 | 18818.85 | 94614.06 | 56766.32 | 1.6667
2017-07-09 | 16:00 | N | 3.08 | 42.32 | 43.32 | 25 | 15:00 | 212 | 213 | 2842 | 1380 | 652.96 | 9014.16 | 123115.44 | 34500 | 167282.56 | 58122.04 | 2.8781
2017-07-09 | 17:00 | N | 3.5 | 34.21 | 36.21 | 22.92 | 16:00 | 191 | 237 | 2842 | 1380 | 668.5 | 8107.77 | 102908.82 | 31629.6 | 143314.69 | 58742.29 | 2.4397
2017-07-09 | 18:00 | N | 3.11 | 13.03 | 15.03 | 6.3 | 17:00 | 218 | 258 | 2842 | 1380 | 677.98 | 3361.74 | 42715.26 | 8694 | 55448.98 | 59206.18 | 0.93654
2017-07-09 | 19:00 | N | 3.5 | 9.39 | 11.62 | 3.98 | 18:00 | 240 | 365 | 2842 | 1380 | 840 | 3427.35 | 33024.04 | 5492.4 | 42783.79 | 59234.04 | 0.72228
2017-07-09 | 20:00 | N | 3.5 | 6.39 | 9.08 | 1.74 | 19:00 | 320 | 214 | 2842 | 1426 | 1120 | 1367.46 | 25805.36 | 2481.24 | 30774.06 | 57703.82 | 0.53331
2017-07-09 | 21:00 | N | 5.07 | 5.99 | 7.31 | 1.28 | 20:00 | 322 | 178 | 2842 | 1426 | 1632.54 | 1066.22 | 20775.02 | 1825.28 | 25299.06 | 54920.6 | 0.46065
2017-07-09 | 22:00 | N | 9.96 | 8 | 8 | 0.97 | 21:00 | 337 | 173 | 2842 | 1426 | 3356.52 | 1384 | 22736 | 1383.22 | 28859.74 | 52732.96 | 0.54728
2017-07-09 | 23:00 | N | 10.53 | 6.02 | 7.02 | 0.25 | 22:00 | 394 | 194 | 2842 | 1426 | 4148.82 | 1167.88 | 19950.84 | 356.5 | 25624.04 | 50621.02 | 0.50619
2017-07-09 | 24:00 | N | 15 | 3 | 3 | 0.12 | 23:00 | 389 | 265 | 2985 | 1111 | 5835 | 795 | 8955 | 133.32 | 15718.32 | 47160.99 | 0.33329
2017-07-10 | 1:00 | N | 10 | 2.11 | 2 | 0.12 | 24:00 | 362 | 243 | 2985 | 1111 | 3620 | 512.73 | 5970 | 133.32 | 10236.05 | 43373.57 | 0.236
2017-07-10 | 2:00 | N | 5 | 1.5 | 2 | 0.12 | 1:00 | 294 | 212 | 2985 | 1111 | 1470 | 318 | 5970 | 133.32 | 7891.32 | 40065.38 | 0.19696
2017-07-10 | 3:00 | N | 3.64 | 1.5 | 2 | 0.75 | 2:00 | 236 | 179 | 2985 | 1111 | 859.04 | 268.5 | 5970 | 833.25 | 7930.79 | 37783.41 | 0.2099
2017-07-10 | 4:00 | N | 3.5 | 1.5 | 2 | 0.75 | 3:00 | 201 | 205 | 2985 | 1717 | 703.5 | 307.5 | 5970 | 1287.75 | 8268.75 | 36305.75 | 0.22775
2017-07-10 | 5:00 | N | 2.61 | 1.5 | 2 | 0.75 | 4:00 | 185 | 205 | 2985 | 1717 | 482.85 | 307.5 | 5970 | 1287.75 | 8048.1 | 35432.76 | 0.22714
2017-07-10 | 6:00 | N | 2.61 | 1.8 | 2 | 0.75 | 5:00 | 207 | 283 | 2985 | 1717 | 540.27 | 509.4 | 5970 | 1287.75 | 8307.42 | 35416.72 | 0.23456
2017-07-10 | 7:00 | N | 2.15 | 3 | 2 | 1.6 | 6:00 | 327 | 438 | 2985 | 1717 | 703.05 | 1314 | 5970 | 2747.2 | 10734.25 | 36520.41 | 0.29392
2017-07-10 | 8:00 | N | 2.99 | 3 | 2.19 | 1.58 | 7:00 | 249 | 556 | 2872 | 2219 | 744.51 | 1668 | 6289.68 | 3506.02 | 12208.21 | 38205.43 | 0.31954
2017-07-10 | 9:00 | N | 3.5 | 3.41 | 2.57 | 1.42 | 8:00 | 256 | 306 | 2872 | 2219 | 896 | 1043.46 | 7381.04 | 3150.98 | 12471.48 | 39568.04 | 0.31519
2017-07-10 | 10:00 | N | 2.61 | 4.6 | 3.62 | 3 | 9:00 | 156 | 343 | 2872 | 2219 | 407.16 | 1577.8 | 10396.64 | 6657 | 19038.6 | 42046.21 | 0.4528
2017-07-10 | 11:00 | N | 2.11 | 8.63 | 6.69 | 1.38 | 10:00 | 196 | 315 | 2872 | 2219 | 413.56 | 2718.45 | 19213.68 | 3062.22 | 25407.91 | 45363.86 | 0.56009
2017-07-10 | 12:00 | N | 2.11 | 8.31 | 7.31 | 2 | 11:00 | 226 | 326 | 2842 | 1635 | 476.86 | 2709.06 | 20775.02 | 3270 | 27230.94 | 48925.41 | 0.55658
2017-07-10 | 13:00 | N | 1.72 | 11.55 | 11.45 | 3.89 | 12:00 | 222 | 319 | 2842 | 1635 | 381.84 | 3684.45 | 32540.9 | 6360.15 | 42967.34 | 52131.52 | 0.82421
2017-07-10 | 14:00 | N | 2.07 | 17.27 | 18.27 | 6.59 | 13:00 | 195 | 299 | 2842 | 1635 | 403.65 | 5163.73 | 51923.34 | 10774.65 | 68265.37 | 54770.93 | 1.2464
2017-07-10 | 15:00 | N | 2.31 | 22.67 | 26.01 | 13.58 | 14:00 | 205 | 237 | 2842 | 1635 | 473.55 | 5372.79 | 73920.42 | 22203.3 | 101970.06 | 57298.99 | 1.7796
2017-07-10 | 16:00 | N | 2.69 | 36.67 | 42.23 | 26.77 | 15:00 | 212 | 213 | 2842 | 1380 | 570.28 | 7810.71 | 120017.66 | 36942.6 | 165341.25 | 59395.93 | 2.7837
2017-07-10 | 17:00 | N | 3.5 | 35 | 39.55 | 24.43 | 16:00 | 191 | 237 | 2842 | 1380 | 668.5 | 8295 | 112401.1 | 33713.4 | 155078 | 60901.14 | 2.5464
2017-07-10 | 18:00 | N | 3.18 | 8.46 | 13.83 | 5 | 17:00 | 218 | 258 | 2842 | 1380 | 693.24 | 2182.68 | 39304.86 | 6900 | 49080.78 | 61871.59 | 0.79327
2017-07-10 | 19:00 | N | 3.5 | 6.39 | 10 | 4.01 | 18:00 | 240 | 365 | 2842 | 1380 | 840 | 2332.35 | 28420 | 5533.8 | 37126.15 | 61973 | 0.59907
2017-07-10 | 20:00 | N | 3.5 | 7.97 | 9.37 | 4 | 19:00 | 320 | 214 | 2842 | 1426 | 1120 | 1705.58 | 26629.54 | 5704 | 35159.12 | 61084.47 | 0.57558
2017-07-10 | 21:00 | N | 7.7 | 7.19 | 8.04 | 2 | 20:00 | 322 | 178 | 2842 | 1426 | 2479.4 | 1279.82 | 22849.68 | 2852 | 29460.9 | 59184.82 | 0.49778
2017-07-10 | 22:00 | N | 8.11 | 7.88 | 7.88 | 1.42 | 21:00 | 337 | 173 | 2842 | 1426 | 2733.07 | 1363.24 | 22394.96 | 2024.92 | 28516.19 | 57018.92 | 0.50012
2017-07-10 | 23:00 | N | 10.9 | 3.92 | 4.27 | 0.12 | 22:00 | 394 | 194 | 2842 | 1426 | 4294.6 | 760.48 | 12135.34 | 171.12 | 17361.54 | 55358.65 | 0.31362
2017-07-10 | 24:00 | N | 15 | 2.61 | 2.51 | 0.12 | 23:00 | 389 | 265 | 2985 | 1111 | 5835 | 691.65 | 7492.35 | 133.32 | 14152.32 | 51623.51 | 0.27414
2017-07-11 | 1:00 | N | 10.53 | 2.11 | 2 | 0.12 | 24:00 | 362 | 243 | 2985 | 1111 | 3811.86 | 512.73 | 5970 | 133.32 | 10427.91 | 47442.37 | 0.2198
2017-07-11 | 2:00 | N | 5 | 1.8 | 2 | 0.12 | 1:00 | 294 | 212 | 2985 | 1111 | 1470 | 381.6 | 5970 | 133.32 | 7954.92 | 43974.18 | 0.1809
2017-07-11 | 3:00 | N | 4.86 | 1.5 | 2 | 0.75 | 2:00 | 236 | 179 | 2985 | 1111 | 1146.96 | 268.5 | 5970 | 833.25 | 8218.71 | 41488.53 | 0.1981
2017-07-11 | 4:00 | N | 4.47 | 1.5 | 2 | 0.75 | 3:00 | 201 | 205 | 2985 | 1717 | 898.47 | 307.5 | 5970 | 1287.75 | 8463.72 | 39630.4 | 0.21357
2017-07-11 | 5:00 | N | 3.19 | 1.5 | 2 | 0.75 | 4:00 | 185 | 205 | 2985 | 1717 | 590.15 | 307.5 | 5970 | 1287.75 | 8155.4 | 38478.9 | 0.21194
2017-07-11 | 6:00 | N | 3.11 | 2 | 2 | 0.97 | 5:00 | 207 | 283 | 2985 | 1717 | 643.77 | 566 | 5970 | 1665.49 | 8845.26 | 38173.04 | 0.23171
2017-07-11 | 7:00 | N | 3.36 | 2.61 | 2 | 0.99 | 6:00 | 327 | 438 | 2985 | 1717 | 1098.72 | 1143.18 | 5970 | 1699.83 | 9911.73 | 39249.22 | 0.25253
2017-07-11 | 8:00 | N | 3.46 | 3 | 2.5 | 1.22 | 7:00 | 249 | 556 | 2872 | 2219 | 861.54 | 1668 | 7180 | 2707.18 | 12416.72 | 40825.57 | 0.30414
2017-07-11 | 9:00 | N | 4.25 | 3 | 2.5 | 0.99 | 8:00 | 256 | 306 | 2872 | 2219 | 1088 | 918 | 7180 | 2196.81 | 11382.81 | 42109.72 | 0.27031
2017-07-11 | 10:00 | N | 3.5 | 3.9 | 3.66 | 1.82 | 9:00 | 156 | 343 | 2872 | 2219 | 546 | 1337.7 | 10511.52 | 4038.58 | 16433.8 | 44576.29 | 0.36867
2017-07-11 | 11:00 | N | 2.61 | 5.41 | 5 | 0.99 | 10:00 | 196 | 315 | 2872 | 2219 | 511.56 | 1704.15 | 14360 | 2196.81 | 18772.52 | 47961.24 | 0.39141
2017-07-11 | 12:00 | N | 2.61 | 7.06 | 7.21 | 2 | 11:00 | 226 | 326 | 2842 | 1635 | 589.86 | 2301.56 | 20490.82 | 3270 | 26652.24 | 51944.51 | 0.51309
2017-07-11 | 13:00 | N | 1 | 8.07 | 8.27 | 4 | 12:00 | 222 | 319 | 2842 | 1635 | 222 | 2574.33 | 23503.34 | 6540 | 32839.67 | 55834.07 | 0.58817
2017-07-11 | 14:00 | N | 2 | 12.1 | 13.1 | 4.22 | 13:00 | 195 | 299 | 2842 | 1635 | 390 | 3617.9 | 37230.2 | 6899.7 | 48137.8 | 59267.93 | 0.81221
2017-07-11 | 15:00 | N | 2.08 | 15.75 | 17.36 | 7.04 | 14:00 | 205 | 237 | 2842 | 1635 | 426.4 | 3732.75 | 49337.12 | 11510.4 | 65006.67 | 62250.28 | 1.0443
2017-07-11 | 16:00 | N | 2.63 | 19.09 | 20.23 | 9.29 | 15:00 | 212 | 213 | 2842 | 1380 | 557.56 | 4066.17 | 57493.66 | 12820.2 | 74937.59 | 64133.09 | 1.1685
2017-07-11 | 17:00 | N | 2.98 | 19.93 | 21.54 | 9.21 | 16:00 | 191 | 237 | 2842 | 1380 | 569.18 | 4723.41 | 61216.68 | 12709.8 | 79219.07 | 64978.76 | 1.2192
2017-07-11 | 18:00 | N | 3.5 | 7.53 | 13.37 | 2.61 | 17:00 | 218 | 258 | 2842 | 1380 | 763 | 1942.74 | 37997.54 | 3601.8 | 44305.08 | 64796.89 | 0.68375
2017-07-11 | 19:00 | N | 7.2 | 5 | 9.71 | 1 | 18:00 | 240 | 365 | 2842 | 1380 | 1728 | 1825 | 27595.82 | 1380 | 32528.82 | 64082.53 | 0.50761
2017-07-11 | 20:00 | N | 4.6 | 6.53 | 8 | 1.52 | 19:00 | 320 | 214 | 2842 | 1426 | 1472 | 1397.42 | 22736 | 2167.52 | 27772.94 | 62620.58 | 0.44351
2017-07-11 | 21:00 | N | 4.5 | 5.76 | 7.21 | 2 | 20:00 | 322 | 178 | 2842 | 1426 | 1449 | 1025.28 | 20490.82 | 2852 | 25817.1 | 60483.74 | 0.42684
2017-07-11 | 22:00 | N | 7.29 | 4.12 | 5.12 | 0.99 | 21:00 | 337 | 173 | 2842 | 1426 | 2456.73 | 712.76 | 14551.04 | 1411.74 | 19132.27 | 58179.14 | 0.32885
2017-07-11 | 23:00 | N | 9 | 3.73 | 3.91 | 0.12 | 22:00 | 394 | 194 | 2842 | 1426 | 3546 | 723.62 | 11112.22 | 171.12 | 15552.96 | 56685.35 | 0.27437
2017-07-11 | 24:00 | N | 8.11 | 3 | 2.99 | 0.12 | 23:00 | 389 | 265 | 2985 | 1111 | 3154.79 | 795 | 8925.15 | 133.32 | 13008.26 | 53045.4 | 0.24523
2017-07-12 | 1:00 | N | 8.22 | 2.61 | 2 | 0.12 | 24:00 | 362 | 243 | 2985 | 1111 | 2975.64 | 634.23 | 5970 | 133.32 | 9713.19 | 48753.9 | 0.19923
2017-07-12 | 2:00 | N | 5 | 2 | 2 | 0.12 | 1:00 | 294 | 212 | 2985 | 1111 | 1470 | 424 | 5970 | 133.32 | 7997.32 | 45143.85 | 0.17715
2017-07-12 | 3:00 | N | 5 | 1.48 | 2 | 0.75 | 2:00 | 236 | 179 | 2985 | 1111 | 1180 | 264.92 | 5970 | 833.25 | 8248.17 | 42502.86 | 0.19406
2017-07-12 | 4:00 | N | 3.57 | 1.48 | 2 | 0.75 | 3:00 | 201 | 205 | 2985 | 1717 | 717.57 | 303.4 | 5970 | 1287.75 | 8278.72 | 40622.19 | 0.2038
2017-07-12 | 5:00 | N | 3.06 | 1.48 | 2 | 0.75 | 4:00 | 185 | 205 | 2985 | 1717 | 566.1 | 303.4 | 5970 | 1287.75 | 8127.25 | 39514.84 | 0.20568
2017-07-12 | 6:00 | N | 2.61 | 2.53 | 2 | 0.75 | 5:00 | 207 | 283 | 2985 | 1717 | 540.27 | 715.99 | 5970 | 1287.75 | 8514.01 | 39170.69 | 0.21736
2017-07-12 | 7:00 | N | 3.04 | 4 | 2.5 | 0.99 | 6:00 | 327 | 438 | 2985 | 1717 | 994.08 | 1752 | 7462.5 | 1699.83 | 11908.41 | 40071.29 | 0.29718
2017-07-12 | 8:00 | N | 3.5 | 4 | 2.61 | 0.99 | 7:00 | 249 | 556 | 2872 | 2219 | 871.5 | 2224 | 7495.92 | 2196.81 | 12788.23 | 41474.84 | 0.30834
2017-07-12 | 9:00 | N | 5.16 | 4 | 2.61 | 1.28 | 8:00 | 256 | 306 | 2872 | 2219 | 1320.96 | 1224 | 7495.92 | 2840.32 | 12881.2 | 42623.46 | 0.30221
2017-07-12 | 10:00 | N | 3.46 | 4 | 3 | 1.51 | 9:00 | 156 | 343 | 2872 | 2219 | 539.76 | 1372 | 8616 | 3350.69 | 13878.45 | 45107.64 | 0.30767
2017-07-12 | 11:00 | N | 2.22 | 4.14 | 3 | 2.54 | 10:00 | 196 | 315 | 2872 | 2219 | 435.12 | 1304.1 | 8616 | 5636.26 | 15991.48 | 48457.96 | 0.33001
2017-07-12 | 12:00 | N | 2.21 | 6.87 | 6 | 2.11 | 11:00 | 226 | 326 | 2842 | 1635 | 499.46 | 2239.62 | 17052 | 3449.85 | 23240.93 | 52204.02 | 0.44519
2017-07-12 | 13:00 | N | 1.14 | 6.75 | 6.98 | 4 | 12:00 | 222 | 319 | 2842 | 1635 | 253.08 | 2153.25 | 19837.16 | 6540 | 28783.49 | 55633.98 | 0.51737
2017-07-12 | 14:00 | N | 2 | 11.55 | 12.55 | 5 | 13:00 | 195 | 299 | 2842 | 1635 | 390 | 3453.45 | 35667.1 | 8175 | 47685.55 | 58489.57 | 0.81528
2017-07-12 | 15:00 | N | 2.2 | 18.09 | 18.94 | 7 | 14:00 | 205 | 237 | 2842 | 1635 | 451 | 4287.33 | 53827.48 | 11445 | 70010.81 | 60681.13 | 1.1537
2017-07-12 | 16:00 | N | 2.69 | 21.19 | 24.92 | 8 | 15:00 | 212 | 213 | 2842 | 1380 | 570.28 | 4513.47 | 70822.64 | 11040 | 86946.39 | 61992.78 | 1.4025
2017-07-12 | 17:00 | N | 3.36 | 26.88 | 29.9 | 11.03 | 16:00 | 191 | 237 | 2842 | 1380 | 641.76 | 6370.56 | 84975.8 | 15221.4 | 107209.52 | 62753.29 | 1.7084
2017-07-12 | 18:00 | N | 3.11 | 9.42 | 15.15 | 1.68 | 17:00 | 218 | 258 | 2842 | 1380 | 677.98 | 2430.36 | 43056.3 | 2318.4 | 48483.04 | 63324.73 | 0.76563
2017-07-12 | 19:00 | N | 7.81 | 4 | 9.21 | 1 | 18:00 | 240 | 365 | 2842 | 1380 | 1874.4 | 1460 | 26174.82 | 1380 | 30889.22 | 62866.27 | 0.49135
2017-07-12 | 20:00 | N | 5.58 | 4.16 | 7.57 | 1 | 19:00 | 320 | 214 | 2842 | 1426 | 1785.6 | 890.24 | 21513.94 | 1426 | 25615.78 | 61339.28 | 0.41761
2017-07-12 | 21:00 | N | 6.16 | 5.25 | 7.01 | 2 | 20:00 | 322 | 178 | 2842 | 1426 | 1983.52 | 934.5 | 19922.42 | 2852 | 25692.44 | 59202.86 | 0.43397
2017-07-12 | 22:00 | N | 8.61 | 3 | 4.83 | 1.28 | 21:00 | 337 | 173 | 2842 | 1426 | 2901.57 | 519 | 13726.86 | 1825.28 | 18972.71 | 57109.46 | 0.33222
2017-07-12 | 23:00 | N | 5.45 | 4.6 | 4.95 | 0.12 | 22:00 | 394 | 194 | 2842 | 1426 | 2147.3 | 892.4 | 14067.9 | 171.12 | 17278.72 | 55545.72 | 0.31107
2017-07-12 | 24:00 | N | 7 | 2.83 | 2.83 | 0.12 | 23:00 | 389 | 265 | 2985 | 1111 | 2723 | 749.95 | 8447.55 | 133.32 | 12053.82 | 52098.33 | 0.23137
2017-07-13 | 1:00 | N | 4.72 | 1.48 | 2.61 | 0.17 | 24:00 | 362 | 243 | 2985 | 1111 | 1708.64 | 359.64 | 7790.85 | 188.87 | 10048 | 48056 | 0.20909
2017-07-13 | 2:00 | N | 4 | 1.48 | 2.11 | 0.17 | 1:00 | 294 | 212 | 2985 | 1111 | 1176 | 313.76 | 6298.35 | 188.87 | 7976.98 | 44558.17 | 0.17902
2017-07-13 | 3:00 | N | 3.98 | 1.48 | 1.85 | 0.75 | 2:00 | 236 | 179 | 2985 | 1111 | 939.28 | 264.92 | 5522.25 | 833.25 | 7559.7 | 42025.48 | 0.17988
2017-07-13 | 4:00 | N | 3.46 | 1.48 | 1.85 | 0.75 | 3:00 | 201 | 205 | 2985 | 1717 | 695.46 | 303.4 | 5522.25 | 1287.75 | 7808.86 | 40192.85 | 0.19428
2017-07-13 | 5:00 | N | 2.61 | 1.48 | 2 | 0.75 | 4:00 | 185 | 205 | 2985 | 1717 | 482.85 | 303.4 | 5970 | 1287.75 | 8044 | 38978.14 | 0.20637
2017-07-13 | 6:00 | N | 2.61 | 1.48 | 2 | 0.75 | 5:00 | 207 | 283 | 2985 | 1717 | 540.27 | 418.84 | 5970 | 1287.75 | 8216.86 | 38661.85 | 0.21253
2017-07-13 | 7:00 | N | 3.11 | 3 | 2.11 | 1.6 | 6:00 | 327 | 438 | 2985 | 1717 | 1016.97 | 1314 | 6298.35 | 2747.2 | 11376.52 | 39633.45 | 0.28704
2017-07-13 | 8:00 | N | 3.5 | 3 | 2.5 | 2 | 7:00 | 249 | 556 | 2872 | 2219 | 871.5 | 1668 | 7180 | 4438 | 14157.5 | 41098.42 | 0.34448
2017-07-13 | 9:00 | N | 3.5 | 3 | 2.61 | 2 | 8:00 | 256 | 306 | 2872 | 2219 | 896 | 918 | 7495.92 | 4438 | 13747.92 | 42533.16 | 0.32323
2017-07-13 | 10:00 | N | 3.01 | 4.83 | 4.83 | 3 | 9:00 | 156 | 343 | 2872 | 2219 | 469.56 | 1656.69 | 13871.76 | 6657 | 22655.01 | 45471.45 | 0.49822
2017-07-13 | 11:00 | N | 2.31 | 7 | 7.06 | 1.97 | 10:00 | 196 | 315 | 2872 | 2219 | 452.76 | 2205 | 20276.32 | 4371.43 | 27305.51 | 49163.06 | 0.55541
2017-07-13 | 12:00 | N | 2.31 | 9.75 | 8.25 | 1.48 | 11:00 | 226 | 326 | 2842 | 1635 | 522.06 | 3178.5 | 23446.5 | 2419.8 | 29566.86 | 53106.24 | 0.55675
2017-07-13 | 13:00 | N | 1.07 | 12.69 | 12.59 | 4.3 | 12:00 | 222 | 319 | 2842 | 1635 | 237.54 | 4048.11 | 35780.78 | 7030.5 | 47096.93 | 56560.29 | 0.83269
2017-07-13 | 14:00 | N | 1.69 | 16.64 | 16.54 | 9.5 | 13:00 | 195 | 299 | 2842 | 1635 | 329.55 | 4975.36 | 47006.68 | 15532.5 | 67844.09 | 59588.63 | 1.1385
2017-07-13 | 15:00 | N | 2.26 | 28.44 | 30.44 | 20 | 14:00 | 205 | 237 | 2842 | 1635 | 463.3 | 6740.28 | 86510.48 | 32700 | 126414.06 | 62013.3 | 2.0385
2017-07-13 | 16:00 | N | 2.47 | 35.73 | 38.42 | 24.21 | 15:00 | 212 | 213 | 2842 | 1380 | 523.64 | 7610.49 | 109189.64 | 33409.8 | 150733.57 | 63658.4 | 2.3679
2017-07-13 | 17:00 | N | 3.23 | 29.22 | 31.22 | 20.77 | 16:00 | 191 | 237 | 2842 | 1380 | 616.93 | 6925.14 | 88727.24 | 28662.6 | 124931.91 | 64357.53 | 1.9412
2017-07-13 | 18:00 | N | 2.31 | 10.54 | 12.54 | 7.85 | 17:00 | 218 | 258 | 2842 | 1380 | 503.58 | 2719.32 | 35638.68 | 10833 | 49694.58 | 64245.07 | 0.77352
2017-07-13 | 19:00 | N | 3.5 | 6.54 | 10 | 4.42 | 18:00 | 240 | 365 | 2842 | 1380 | 840 | 2387.1 | 28420 | 6099.6 | 37746.7 | 63809.96 | 0.59155
2017-07-13 | 20:00 | N | 3.05 | 4.03 | 7.31 | 3.03 | 19:00 | 320 | 214 | 2842 | 1426 | 976 | 862.42 | 20775.02 | 4320.78 | 26934.22 | 62505.91 | 0.43091
2017-07-13 | 21:00 | N | 3.11 | 4.61 | 7.31 | 2 | 20:00 | 322 | 178 | 2842 | 1426 | 1001.42 | 820.58 | 20775.02 | 2852 | 25449.02 | 60286.37 | 0.42214
2017-07-13 | 22:00 | N | 5.17 | 8.08 | 9.08 | 1.56 | 21:00 | 337 | 173 | 2842 | 1426 | 1742.29 | 1397.84 | 25805.36 | 2224.56 | 31170.05 | 57937.85 | 0.53799
2017-07-13 | 23:00 | N | 4 | 2.61 | 6.28 | 0.3 | 22:00 | 394 | 194 | 2842 | 1426 | 1576 | 506.34 | 17847.76 | 427.8 | 20357.9 | 56232.5 | 0.36203
2017-07-13 | 24:00 | N | 5 | 1.48 | 2.97 | 0.3 | 23:00 | 389 | 265 | 2985 | 1111 | 1945 | 392.2 | 8865.45 | 333.3 | 11535.95 | 52561.86 | 0.21947
2017-07-14 | 1:00 | N | 3.5 | 1.48 | 1.85 | 0.25 | 24:00 | 362 | 243 | 2985 | 1111 | 1267 | 359.64 | 5522.25 | 277.75 | 7426.64 | 48399.35 | 0.15345
2017-07-14 | 2:00 | N | 3.45 | 1.48 | 1.75 | 0.25 | 1:00 | 294 | 212 | 2985 | 1111 | 1014.3 | 313.76 | 5223.75 | 277.75 | 6829.56 | 44899.92 | 0.15211
2017-07-14 | 3:00 | N | 3.45 | 1 | 1.75 | 0.97 | 2:00 | 236 | 179 | 2985 | 1111 | 814.2 | 179 | 5223.75 | 1077.67 | 7294.62 | 42212.36 | 0.17281
2017-07-14 | 4:00 | N | 2.61 | 1 | 1.75 | 0.97 | 3:00 | 201 | 205 | 2985 | 1717 | 524.61 | 205 | 5223.75 | 1665.49 | 7618.85 | 40308.23 | 0.18901
2017-07-14 | 5:00 | N | 2.11 | 1.2 | 1.75 | 0.97 | 4:00 | 185 | 205 | 2985 | 1717 | 390.35 | 246 | 5223.75 | 1665.49 | 7525.59 | 39113.21 | 0.19241
2017-07-14 | 6:00 | N | 2.11 | 1.48 | 1.75 | 0.97 | 5:00 | 207 | 283 | 2985 | 1717 | 436.77 | 418.84 | 5223.75 | 1665.49 | 7744.85 | 38735.71 | 0.19994
2017-07-14 | 7:00 | N | 2.36 | 2.51 | 1.75 | 1.27 | 6:00 | 327 | 438 | 2985 | 1717 | 771.72 | 1099.38 | 5223.75 | 2180.59 | 9275.44 | 39572.83 | 0.23439
2017-07-14 | 8:00 | N | 2.61 | 2.61 | 1.75 | 1.54 | 7:00 | 249 | 556 | 2872 | 2219 | 649.89 | 1451.16 | 5026 | 3417.26 | 10544.31 | 40815.14 | 0.25834
2017-07-14 | 9:00 | N | 3.46 | 3 | 2.5 | 2 | 8:00 | 256 | 306 | 2872 | 2219 | 885.76 | 918 | 7180 | 4438 | 13421.76 | 42177.54 | 0.31822
2017-07-14 | 10:00 | N | 3.31 | 5.01 | 4.07 | 3.62 | 9:00 | 156 | 343 | 2872 | 2219 | 516.36 | 1718.43 | 11689.04 | 8032.78 | 21956.61 | 45435.35 | 0.48325
2017-07-14 | 11:00 | N | 2.61 | 8.53 | 6.88 | 1.41 | 10:00 | 196 | 315 | 2872 | 2219 | 511.56 | 2686.95 | 19759.36 | 3128.79 | 26086.66 | 49154.4 | 0.53071
2017-07-14 | 12:00 | N | 2.11 | 9.35 | 8.25 | 1.54 | 11:00 | 226 | 326 | 2842 | 1635 | 476.86 | 3048.1 | 23446.5 | 2517.9 | 29489.36 | 53115.95 | 0.55519
2017-07-14 | 13:00 | N | 2.06 | 12.5 | 12.87 | 5 | 12:00 | 222 | 319 | 2842 | 1635 | 457.32 | 3987.5 | 36576.54 | 8175 | 49196.36 | 56876.83 | 0.86496
2017-07-14 | 14:00 | N | 1.96 | 19.65 | 20.5 | 12.35 | 13:00 | 195 | 299 | 2842 | 1635 | 382.2 | 5875.35 | 58261 | 20192.25 | 84710.8 | 60213.11 | 1.4068
2017-07-14 | 15:00 | N | 2.11 | 32.1 | 37.64 | 26.29 | 14:00 | 205 | 237 | 2842 | 1635 | 432.55 | 7607.7 | 106972.88 | 42984.15 | 157997.28 | 62895.3 | 2.5121
2017-07-14 | 16:00 | N | 2.9 | 44.69 | 53.15 | 41.3 | 15:00 | 212 | 213 | 2842 | 1380 | 614.8 | 9518.97 | 151052.3 | 56994 | 218180.07 | 64524.99 | 3.3813
2017-07-14 | 17:00 | N | 3.1 | 31.56 | 36.56 | 27.91 | 16:00 | 191 | 237 | 2842 | 1380 | 592.1 | 7479.72 | 103903.52 | 38515.8 | 150491.14 | 64923.95 | 2.318
2017-07-14 | 18:00 | N | 2.67 | 10.89 | 17.23 | 9.89 | 17:00 | 218 | 258 | 2842 | 1380 | 582.06 | 2809.62 | 48967.66 | 13648.2 | 66007.54 | 65122.1 | 1.0136
2017-07-14 | 19:00 | N | 2.11 | 7.76 | 12.76 | 7 | 18:00 | 240 | 365 | 2842 | 1380 | 506.4 | 2832.4 | 36263.92 | 9660 | 49262.72 | 64910.13 | 0.75894
2017-07-14 | 20:00 | N | 2 | 4.88 | 9.36 | 3.88 | 19:00 | 320 | 214 | 2842 | 1426 | 640 | 1044.32 | 26601.12 | 5532.88 | 33818.32 | 63684.72 | 0.53103
2017-07-14 | 21:00 | N | 2.61 | 4 | 9.58 | 1.63 | 20:00 | 322 | 178 | 2842 | 1426 | 840.42 | 712 | 27226.36 | 2324.38 | 31103.16 | 61273.9 | 0.50761
2017-07-14 | 22:00 | N | 5 | 6.25 | 7.25 | 1.4 | 21:00 | 337 | 173 | 2842 | 1426 | 1685 | 1081.25 | 20604.5 | 1996.4 | 25367.15 | 58733.3 | 0.4319
2017-07-14 | 23:00 | N | 3.45 | 2.4 | 6 | 0.12 | 22:00 | 394 | 194 | 2842 | 1426 | 1359.3 | 465.6 | 17052 | 171.12 | 19048.02 | 56757.65 | 0.3356
2017-07-14 | 24:00 | N | 3.45 | 1.48 | 4 | 0.12 | 23:00 | 389 | 265 | 2985 | 1111 | 1342.05 | 392.2 | 11940 | 133.32 | 13807.57 | 53306.21 | 0.25902
2017-07-15 | 1:00 | N | 2.99 | 0.95 | 2.61 | 0.25 | 24:00 | 362 | 243 | 2985 | 1111 | 1082.38 | 230.85 | 7790.85 | 277.75 | 9381.83 | 49532.09 | 0.18941
2017-07-15 | 2:00 | N | 2.99 | 0.95 | 1.85 | 0.25 | 1:00 | 294 | 212 | 2985 | 1111 | 879.06 | 201.4 | 5522.25 | 277.75 | 6880.46 | 46123.19 | 0.14918
2017-07-15 | 3:00 | N | 2.61 | 0.95 | 1.75 | 0.75 | 2:00 | 236 | 179 | 2985 | 1111 | 615.96 | 170.05 | 5223.75 | 833.25 | 6843.01 | 43458.53 | 0.15746
2017-07-15 | 4:00 | N | 2.61 | 0.95 | 1.75 | 0.75 | 3:00 | 201 | 205 | 2985 | 1717 | 524.61 | 194.75 | 5223.75 | 1287.75 | 7230.86 | 41235.11 | 0.17536
2017-07-15 | 5:00 | N | 2 | 0.95 | 1.75 | 0.71 | 4:00 | 185 | 205 | 2985 | 1717 | 370 | 194.75 | 5223.75 | 1219.07 | 7007.57 | 39649.07 | 0.17674
2017-07-15 | 6:00 | N | 2.11 | 0.95 | 1.75 | 0.75 | 5:00 | 207 | 283 | 2985 | 1717 | 436.77 | 268.85 | 5223.75 | 1287.75 | 7217.12 | 38719.81 | 0.18639
2017-07-15 | 7:00 | N | 2.61 | 1.96 | 1.75 | 0.99 | 6:00 | 327 | 438 | 2985 | 1717 | 853.47 | 858.48 | 5223.75 | 1699.83 | 8635.53 | 38566.79 | 0.22391
2017-07-15 | 8:00 | N | 3.01 | 2.11 | 1.75 | 0.99 | 7:00 | 249 | 556 | 2872 | 2219 | 749.49 | 1173.16 | 5026 | 2196.81 | 9145.46 | 38629.34 | 0.23675
2017-07-15 | 9:00 | N | 3.46 | 2.61 | 1.97 | 1.97 | 8:00 | 256 | 306 | 2872 | 2219 | 885.76 | 798.66 | 5657.84 | 4371.43 | 11713.69 | 39306.27 | 0.29801
2017-07-15 | 10:00 | N | 3.32 | 4 | 4 | 2.4 | 9:00 | 156 | 343 | 2872 | 2219 | 517.92 | 1372 | 11488 | 5325.6 | 18703.52 | 42195.2 | 0.44326
2017-07-15 | 11:00 | N | 2.61 | 9.56 | 7.23 | 0.99 | 10:00 | 196 | 315 | 2872 | 2219 | 511.56 | 3011.4 | 20764.56 | 2196.81 | 26484.33 | 45674.83 | 0.57985
2017-07-15 | 12:00 | N | 2.11 | 12.25 | 11.25 | 0.99 | 11:00 | 226 | 326 | 2842 | 1635 | 476.86 | 3993.5 | 31972.5 | 1618.65 | 38061.51 | 49064.48 | 0.77574
2017-07-15 | 13:00 | N | 1.24 | 13.72 | 14.57 | 4.58 | 12:00 | 222 | 319 | 2842 | 1635 | 275.28 | 4376.68 | 41407.94 | 7488.3 | 53548.2 | 52214.95 | 1.0255
2017-07-15 | 14:00 | N | 2.11 | 14.71 | 21.4 | 7 | 13:00 | 195 | 299 | 2842 | 1635 | 411.45 | 4398.29 | 60818.8 | 11445 | 77073.54 | 55356.12 | 1.3923
2017-07-15 | 15:00 | N | 2.11 | 25.3 | 33.69 | 20.08 | 14:00 | 205 | 237 | 2842 | 1635 | 432.55 | 5996.1 | 95746.98 | 32830.8 | 135006.43 | 58022.85 | 2.3268
2017-07-15 | 16:00 | N | 3 | 33.55 | 42.35 | 26.18 | 15:00 | 212 | 213 | 2842 | 1380 | 636 | 7146.15 | 120358.7 | 36128.4 | 164269.25 | 59077.45 | 2.7806
2017-07-15 | 17:00 | N | 2.31 | 28.34 | 37.03 | 22.33 | 16:00 | 191 | 237 | 2842 | 1380 | 441.21 | 6716.58 | 105239.26 | 30815.4 | 143212.45 | 57799.62 | 2.4777
2017-07-15 | 18:00 | N | 3.5 | 7.51 | 15.32 | 5.9 | 17:00 | 218 | 258 | 2842 | 1380 | 763 | 1937.58 | 43539.44 | 8142 | 54382.02 | 56724.8 | 0.9587
2017-07-15 | 19:00 | N | 2.11 | 5.78 | 12.12 | 4.2 | 18:00 | 240 | 365 | 2842 | 1380 | 506.4 | 2109.7 | 34445.04 | 5796 | 42857.14 | 55581.9 | 0.77106
2017-07-15 | 20:00 | N | 2.11 | 4 | 11.25 | 1.43 | 19:00 | 320 | 214 | 2842 | 1426 | 675.2 | 856 | 31972.5 | 2039.18 | 35542.88 | 53855.33 | 0.65997
2017-07-15 | 21:00 | N | 3.11 | 5.78 | 8.6 | 1.47 | 20:00 | 322 | 178 | 2842 | 1426 | 1001.42 | 1028.84 | 24441.2 | 2096.22 | 28567.68 | 52016.28 | 0.54921
2017-07-15 | 22:00 | N | 5 | 5.59 | 5.5 | 0.97 | 21:00 | 337 | 173 | 2842 | 1426 | 1685 | 967.07 | 15631 | 1383.22 | 19666.29 | 50373.1 | 0.39041
2017-07-15 | 23:00 | N | 2.99 | 2.61 | 6 | 0.12 | 22:00 | 394 | 194 | 2842 | 1426 | 1178.06 | 506.34 | 17052 | 171.12 | 18907.52 | 49051.33 | 0.38546
2017-07-15 | 24:00 | N | 3.11 | 1.33 | 3.93 | 0.12 | 23:00 | 389 | 265 | 2985 | 1111 | 1209.79 | 352.45 | 11731.05 | 133.32 | 13426.61 | 46529.32 | 0.28856
2017-07-16 | 1:00 | N | 3.01 | 0.95 | 2.47 | 0.17 | 24:00 | 362 | 243 | 2985 | 1111 | 1089.62 | 230.85 | 7372.95 | 188.87 | 8882.29 | 43473.82 | 0.20431
2017-07-16 | 2:00 | N | 2.99 | 0.95 | 1.99 | 0.17 | 1:00 | 294 | 212 | 2985 | 1111 | 879.06 | 201.4 | 5940.15 | 188.87 | 7209.48 | 40563.02 | 0.17774
2017-07-16 | 3:00 | N | 2.61 | 0.95 | 1.75 | 0.97 | 2:00 | 236 | 179 | 2985 | 1111 | 615.96 | 170.05 | 5223.75 | 1077.67 | 7087.43 | 38306.67 | 0.18502
2017-07-16 | 4:00 | N | 2.51 | 0.95 | 1.75 | 0.97 | 3:00 | 201 | 205 | 2985 | 1717 | 504.51 | 194.75 | 5223.75 | 1665.49 | 7588.5 | 36643.44 | 0.20709
2017-07-16 | 5:00 | N | 2 | 0.95 | 1.75 | 0.97 | 4:00 | 185 | 205 | 2985 | 1717 | 370 | 194.75 | 5223.75 | 1665.49 | 7453.99 | 35428.44 | 0.2104
2017-07-16 | 6:00 | N | 2.11 | 0.95 | 1.75 | 0.97 | 5:00 | 207 | 283 | 2985 | 1717 | 436.77 | 268.85 | 5223.75 | 1665.49 | 7594.86 | 34730.69 | 0.21868
2017-07-16 | 7:00 | N | 2.61 | 1.87 | 1.75 | 1.87 | 6:00 | 327 | 438 | 2985 | 1717 | 853.47 | 819.06 | 5223.75 | 3210.79 | 10107.07 | 34542.54 | 0.2926
2017-07-16 | 8:00 | N | 2.61 | 2.01 | 1.75 | 2 | 7:00 | 249 | 556 | 2872 | 2219 | 649.89 | 1117.56 | 5026 | 4438 | 11231.45 | 34601.15 | 0.3246
2017-07-16 | 9:00 | N | 3.44 | 2.21 | 1.85 | 1.92 | 8:00 | 256 | 306 | 2872 | 2219 | 880.64 | 676.26 | 5313.2 | 4260.48 | 11130.58 | 35206.19 | 0.31615
2017-07-16 | 10:00 | N | 3.46 | 3.11 | 3.11 | 2.4 | 9:00 | 156 | 343 | 2872 | 2219 | 539.76 | 1066.73 | 8931.92 | 5325.6 | 15864.01 | 38340.42 | 0.41377
2017-07-16 | 11:00 | N | 2.61 | 6.21 | 5.53 | 2.52 | 10:00 | 196 | 315 | 2872 | 2219 | 511.56 | 1956.15 | 15882.16 | 5591.88 | 23941.75 | 42388.8 | 0.56481
2017-07-16 | 12:00 | N | 2.31 | 8.74 | 8.65 | 3 | 11:00 | 226 | 326 | 2842 | 1635 | 522.06 | 2849.24 | 24583.3 | 4905 | 32859.6 | 46667.91 | 0.70412
2017-07-16 | 13:00 | N | 1 | 12.43 | 13.28 | 4.47 | 12:00 | 222 | 319 | 2842 | 1635 | 222 | 3965.17 | 37741.76 | 7308.45 | 49237.38 | 50647.37 | 0.97216
2017-07-16 | 14:00 | N | 1.5 | 13.42 | 18.42 | 7.61 | 13:00 | 195 | 299 | 2842 | 1635 | 292.5 | 4012.58 | 52349.64 | 12442.35 | 69097.07 | 54003.05 | 1.2795
2017-07-16 | 15:00 | N | 1.46 | 17.74 | 22.75 | 14.49 | 14:00 | 205 | 237 | 2842 | 1635 | 299.3 | 4204.38 | 64655.5 | 23691.15 | 92850.33 | 56831.82 | 1.6338
2017-07-16 | 16:00 | N | 2 | 26.22 | 31.01 | 18 | 15:00 | 212 | 213 | 2842 | 1380 | 424 | 5584.86 | 88130.42 | 24840 | 118979.28 | 58976.65 | 2.0174
2017-07-16 | 17:00 | N | 2.31 | 26.69 | 32.58 | 18 | 16:00 | 191 | 237 | 2842 | 1380 | 441.21 | 6325.53 | 92592.36 | 24840 | 124199.1 | 60322.69 | 2.0589
2017-07-16 | 18:00 | N | 2.61 | 12.18 | 17.41 | 9 | 17:00 | 218 | 258 | 2842 | 1380 | 568.98 | 3142.44 | 49479.22 | 12420 | 65610.64 | 60843.55 | 1.0783
2017-07-16 | 19:00 | N | 2.25 | 5.52 | 11.25 | 4.49 | 18:00 | 240 | 365 | 2842 | 1380 | 540 | 2014.8 | 31972.5 | 6196.2 | 40723.5 | 60642.93 | 0.67153
2017-07-16 | 20:00 | N | 2.31 | 7.82 | 10 | 1.58 | 19:00 | 320 | 214 | 2842 | 1426 | 739.2 | 1673.48 | 28420 | 2253.08 | 33085.76 | 59586.64 | 0.55525
2017-07-16 | 21:00 | N | 2.61 | 6.23 | 7.63 | 1.6 | 20:00 | 322 | 178 | 2842 | 1426 | 840.42 | 1108.94 | 21684.46 | 2281.6 | 25915.42 | 57692.78 | 0.4492
2017-07-16 | 22:00 | N | 5 | 5.47 | 6.47 | 1.4 | 21:00 | 337 | 173 | 2842 | 1426 | 1685 | 946.31 | 18387.74 | 1996.4 | 23015.45 | 55539.24 | 0.4144
2017-07-16 | 23:00 | N | 2.99 | 2.91 | 6.6 | 0.17 | 22:00 | 394 | 194 | 2842 | 1426 | 1178.06 | 564.54 | 18757.2 | 242.42 | 20742.22 | 54024.15 | 0.38394
2017-07-16 | 24:00 | N | 3.03 | 1.79 | 4.02 | 0.17 | 23:00 | 389 | 265 | 2985 | 1111 | 1178.67 | 474.35 | 11999.7 | 188.87 | 13841.59 | 50641.83 | 0.27332
2017-07-17 | 1:00 | N | 3.46 | 0.95 | 1.85 | 0.12 | 24:00 | 362 | 243 | 2985 | 1111 | 1252.52 | 230.85 | 5522.25 | 133.32 | 7138.94 | 46723.22 | 0.15279
2017-07-17 | 2:00 | N | 2.99 | 0.95 | 1.75 | 0.17 | 1:00 | 294 | 212 | 2985 | 1111 | 879.06 | 201.4 | 5223.75 | 188.87 | 6493.08 | 43327.14 | 0.14986
2017-07-17 | 3:00 | N | 2.99 | 0.95 | 1.75 | 0.9 | 2:00 | 236 | 179 | 2985 | 1111 | 705.64 | 170.05 | 5223.75 | 999.9 | 7099.34 | 40841.98 | 0.17382
2017-07-17 | 4:00 | N | 2.61 | 0.95 | 1.75 | 0.75 | 3:00 | 201 | 205 | 2985 | 1717 | 524.61 | 194.75 | 5223.75 | 1287.75 | 7230.86 | 39100.99 | 0.18493
2017-07-17 | 5:00 | N | 2 | 0.95 | 1.75 | 0.75 | 4:00 | 185 | 205 | 2985 | 1717 | 370 | 194.75 | 5223.75 | 1287.75 | 7076.25 | 38166.94 | 0.1854
2017-07-17 | 6:00 | N | 2.11 | 0.95 | 1.85 | 0.97 | 5:00 | 207 | 283 | 2985 | 1717 | 436.77 | 268.85 | 5522.25 | 1665.49 | 7893.36 | 38026.31 | 0.20758
2017-07-17 | 7:00 | N | 2.56 | 1.5 | 1.75 | 1 | 6:00 | 327 | 438 | 2985 | 1717 | 837.12 | 657 | 5223.75 | 1717 | 8434.87 | 39110.7 | 0.21567
2017-07-17 | 8:00 | N | 2.11 | 1.5 | 1.85 | 1 | 7:00 | 249 | 556 | 2872 | 2219 | 525.39 | 834 | 5313.2 | 2219 | 8891.59 | 40678.15 | 0.21858
2017-07-17 | 9:00 | N | 3.46 | 2.61 | 2.61 | 1.41 | 8:00 | 256 | 306 | 2872 | 2219 | 885.76 | 798.66 | 7495.92 | 3128.79 | 12309.13 | 42049.95 | 0.29273
2017-07-17 | 10:00 | N | 3.11 | 4.6 | 4.71 | 3 | 9:00 | 156 | 343 | 2872 | 2219 | 485.16 | 1577.8 | 13527.12 | 6657 | 22247.08 | 44982.22 | 0.49457
2017-07-17 | 11:00 | N | 2.61 | 7.53 | 7.23 | 1.01 | 10:00 | 196 | 315 | 2872 | 2219 | 511.56 | 2371.95 | 20764.56 | 2241.19 | 25889.26 | 48569.04 | 0.53304
2017-07-17 | 12:00 | N | 2.21 | 9.86 | 9.79 | 2 | 11:00 | 226 | 326 | 2842 | 1635 | 499.46 | 3214.36 | 27823.18 | 3270 | 34807 | 52676.08 | 0.66077
2017-07-17 | 13:00 | N | 1.61 | 12.91 | 13.76 | 4.09 | 12:00 | 222 | 319 | 2842 | 1635 | 357.42 | 4118.29 | 39105.92 | 6687.15 | 50268.78 | 56239.41 | 0.89384
2017-07-17 | 14:00 | N | 1.81 | 15.97 | 18.83 | 7 | 13:00 | 195 | 299 | 2842 | 1635 | 352.95 | 4775.03 | 53514.86 | 11445 | 70087.84 | 59159.15 | 1.1847
2017-07-17 | 15:00 | N | 2.61 | 22.5 | 26.5 | 16.15 | 14:00 | 205 | 237 | 2842 | 1635 | 535.05 | 5332.5 | 75313 | 26405.25 | 107585.8 | 61239.49 | 1.7568
2017-07-17 | 16:00 | N | 3.5 | 24.62 | 31.1 | 19.21 | 15:00 | 212 | 213 | 2842 | 1380 | 742 | 5244.06 | 88386.2 | 26509.8 | 120882.06 | 62700.95 | 1.9279
2017-07-17 | 17:00 | N | 3.85 | 20.27 | 25.32 | 14.67 | 16:00 | 191 | 237 | 2842 | 1380 | 735.35 | 4803.99 | 71959.44 | 20244.6 | 97743.38 | 63572.21 | 1.5375
2017-07-17 | 18:00 | N | 3.02 | 5.48 | 11.25 | 4 | 17:00 | 218 | 258 | 2842 | 1380 | 658.36 | 1413.84 | 31972.5 | 5520 | 39564.7 | 64022.8 | 0.61798
2017-07-17 | 19:00 | N | 2.31 | 5.17 | 10 | 4 | 18:00 | 240 | 365 | 2842 | 1380 | 554.4 | 1887.05 | 28420 | 5520 | 36381.45 | 63657.66 | 0.57152
2017-07-17 | 20:00 | N | 2.31 | 5.4 | 8.25 | 1.82 | 19:00 | 320 | 214 | 2842 | 1426 | 739.2 | 1155.6 | 23446.5 | 2595.32 | 27936.62 | 62218.02 | 0.44901
2017-07-17 | 21:00 | N | 2.61 | 5.66 | 10 | 1.53 | 20:00 | 322 | 178 | 2842 | 1426 | 840.42 | 1007.48 | 28420 | 2181.78 | 32449.68 | 60126.11 | 0.53969
2017-07-17 | 22:00 | N | 5 | 2.61 | 5.88 | 1.25 | 21:00 | 337 | 173 | 2842 | 1426 | 1685 | 451.53 | 16710.96 | 1782.5 | 20629.99 | 58034.34 | 0.35548
2017-07-17 | 23:00 | N | 2.99 | 2.21 | 5.82 | 0.12 | 22:00 | 394 | 194 | 2842 | 1426 | 1178.06 | 428.74 | 16540.44 | 171.12 | 18318.36 | 56251.7 | 0.32565
2017-07-17 | 24:00 | N | 2.99 | 1.01 | 3.22 | 0.12 | 23:00 | 389 | 265 | 2985 | 1111 | 1163.11 | 267.65 | 9611.7 | 133.32 | 11175.78 | 52522.15 | 0.21278
2017-07-18 | 1:00 | N | 3.35 | 0.95 | 1.75 | 0.12 | 24:00 | 362 | 243 | 2985 | 1111 | 1212.7 | 230.85 | 5223.75 | 133.32 | 6800.62 | 48404.6 | 0.1405
2017-07-18 | 2:00 | N | 2.99 | 0.95 | 1.75 | 0.12 | 1:00 | 294 | 212 | 2985 | 1111 | 879.06 | 201.4 | 5223.75 | 133.32 | 6437.53 | 44927.13 | 0.14329
2017-07-18 | 3:00 | N | 2.99 | 0.95 | 1.75 | 0.75 | 2:00 | 236 | 179 | 2985 | 1111 | 705.64 | 170.05 | 5223.75 | 833.25 | 6932.69 | 42244.98 | 0.16411
2017-07-18 | 4:00 | N | 2.29 | 0.95 | 1.75 | 0.75 | 3:00 | 201 | 205 | 2985 | 1717 | 460.29 | 194.75 | 5223.75 | 1287.75 | 7166.54 | 40328.71 | 0.1777
2017-07-18 | 5:00 | N | 2 | 0.95 | 1.75 | 0.75 | 4:00 | 185 | 205 | 2985 | 1717 | 370 | 194.75 | 5223.75 | 1287.75 | 7076.25 | 39156.25 | 0.18072
2017-07-18 | 6:00 | N | 2 | 0.95 | 1.75 | 0.75 | 5:00 | 207 | 283 | 2985 | 1717 | 414 | 268.85 | 5223.75 | 1287.75 | 7194.35 | 38944.15 | 0.18474
2017-07-18 | 7:00 | N | 2 | 1.92 | 1.86 | 1.41 | 6:00 | 327 | 438 | 2985 | 1717 | 654 | 840.96 | 5552.1 | 2420.97 | 9468.03 | 39929.7 | 0.23712
2017-07-18 | 8:00 | N | 2.02 | 2.21 | 2.11 | 1.41 | 7:00 | 249 | 556 | 2872 | 2219 | 502.98 | 1228.76 | 6059.92 | 3128.79 | 10920.45 | 41469.5 | 0.26334
2017-07-18 | 9:00 | N | 2.99 | 3.11 | 3.99 | 1.82 | 8:00 | 256 | 306 | 2872 | 2219 | 765.44 | 951.66 | 11459.28 | 4038.58 | 17214.96 | 42635.84 | 0.40377
2017-07-18 | 10:00 | N | 2.99 | 4 | 6 | 2 | 9:00 | 156 | 343 | 2872 | 2219 | 466.44 | 1372 | 17232 | 4438 | 23508.44 | 45448.99 | 0.51725
2017-07-18 | 11:00 | N | 2.61 | 5.68 | 6.72 | 0.99 | 10:00 | 196 | 315 | 2872 | 2219 | 511.56 | 1789.2 | 19299.84 | 2196.81 | 23797.41 | 49165.71 | 0.48402
2017-07-18 | 12:00 | N | 2.21 | 8.13 | 8.25 | 1.94 | 11:00 | 226 | 326 | 2842 | 1635 | 499.46 | 2650.38 | 23446.5 | 3171.9 | 29768.24 | 53110.61 | 0.5605
2017-07-18 | 13:00 | N | 1.18 | 10.88 | 11.41 | 4 | 12:00 | 222 | 319 | 2842 | 1635 | 261.96 | 3470.72 | 32427.22 | 6540 | 42699.9 | 56357.11 | 0.75767
2017-07-18 | 14:00 | N | 1.6 | 14.34 | 15.52 | 7 | 13:00 | 195 | 299 | 2842 | 1635 | 312 | 4287.66 | 44107.84 | 11445 | 60152.5 | 59090.87 | 1.018
2017-07-18 | 15:00 | N | 2.21 | 21.84 | 25.08 | 16.84 | 14:00 | 205 | 237 | 2842 | 1635 | 453.05 | 5176.08 | 71277.36 | 27533.4 | 104439.89 | 61455.01 | 1.6995
2017-07-18 | 16:00 | N | 2.86 | 29.27 | 34.31 | 20 | 15:00 | 212 | 213 | 2842 | 1380 | 606.32 | 6234.51 | 97509.02 | 27600 | 131949.85 | 63133.83 | 2.09
2017-07-18 | 17:00 | N | 3.5 | 27.31 | 33.37 | 20 | 16:00 | 191 | 237 | 2842 | 1380 | 668.5 | 6472.47 | 94837.54 | 27600 | 129578.51 | 64471.98 | 2.0098
2017-07-18 | 18:00 | N | 3.5 | 7.25 | 12.39 | 4.86 | 17:00 | 218 | 258 | 2842 | 1380 | 763 | 1870.5 | 35212.38 | 6706.8 | 44552.68 | 65482.88 | 0.68037
2017-07-18 | 19:00 | N | 2.11 | 5 | 9.52 | 4 | 18:00 | 240 | 365 | 2842 | 1380 | 506.4 | 1825 | 27055.84 | 5520 | 34907.24 | 65510.39 | 0.53285
2017-07-18 | 20:00 | N | 2.11 | 5.34 | 9.12 | 1.73 | 19:00 | 320 | 214 | 2842 | 1426 | 675.2 | 1142.76 | 25919.04 | 2466.98 | 30203.98 | 64550.83 | 0.46791
2017-07-18 | 21:00 | N | 2.61 | 5.86 | 10.08 | 0.99 | 20:00 | 322 | 178 | 2842 | 1426 | 840.42 | 1043.08 | 28647.36 | 1411.74 | 31942.6 | 62325.81 | 0.51251
2017-07-18 | 22:00 | N | 5 | 6.44 | 10.35 | 0.99 | 21:00 | 337 | 173 | 2842 | 1426 | 1685 | 1114.12 | 29414.7 | 1411.74 | 33625.56 | 59858.24 | 0.56175
2017-07-18 | 23:00 | N | 2.99 | 2.4 | 5.77 | 0.12 | 22:00 | 394 | 194 | 2842 | 1426 | 1178.06 | 465.6 | 16398.34 | 171.12 | 18213.12 | 57901.31 | 0.31455
2017-07-18 | 24:00 | N | 3.18 | 1.53 | 3.8 | 0.12 | 23:00 | 389 | 265 | 2985 | 1111 | 1237.02 | 405.45 | 11343 | 133.32 | 13118.79 | 54015.96 | 0.24287
2017-07-19 | 1:00 | N | 3.5 | 0.95 | 1.05 | 0.25 | 24:00 | 362 | 243 | 2985 | 1111 | 1267 | 230.85 | 3134.25 | 277.75 | 4909.85 | 49691.29 | 0.098807
2017-07-19 | 2:00 | N | 3.25 | 0.95 | 1 | 0.25 | 1:00 | 294 | 212 | 2985 | 1111 | 955.5 | 201.4 | 2985 | 277.75 | 4419.65 | 45981.06 | 0.096119
2017-07-19 | 3:00 | N | 2.99 | 0.95 | 1 | 0.97 | 2:00 | 236 | 179 | 2985 | 1111 | 705.64 | 170.05 | 2985 | 1077.67 | 4938.36 | 43284.63 | 0.11409
2017-07-19 | 4:00 | N | 2.35 | 0.95 | 1 | 0.97 | 3:00 | 201 | 205 | 2985 | 1717 | 472.35 | 194.75 | 2985 | 1665.49 | 5317.59 | 41256.08 | 0.12889
2017-07-19 | 5:00 | N | 2 | 0.95 | 1 | 0.97 | 4:00 | 185 | 205 | 2985 | 1717 | 370 | 194.75 | 2985 | 1665.49 | 5215.24 | 40047.31 | 0.13023
2017-07-19 | 6:00 | N | 1.57 | 0.95 | 1 | 0.97 | 5:00 | 207 | 283 | 2985 | 1717 | 324.99 | 268.85 | 2985 | 1665.49 | 5244.33 | 39724.91 | 0.13202
2017-07-19 | 7:00 | N | 1 | 1.51 | 1.51 | 1.55 | 6:00 | 327 | 438 | 2985 | 1717 | 327 | 661.38 | 4507.35 | 2661.35 | 8157.08 | 40746.96 | 0.20019
2017-07-19 | 8:00 | N | 2 | 2.01 | 2.01 | 2 | 7:00 | 249 | 556 | 2872 | 2219 | 498 | 1117.56 | 5772.72 | 4438 | 11826.28 | 42220.28 | 0.28011
2017-07-19 | 9:00 | N | 2.99 | 2.34 | 2.34 | 2.34 | 8:00 | 256 | 306 | 2872 | 2219 | 765.44 | 716.04 | 6720.48 | 5192.46 | 13394.42 | 43491.74 | 0.30798
2017-07-19 | 10:00 | N | 2.99 | 3.53 | 4 | 3.01 | 9:00 | 156 | 343 | 2872 | 2219 | 466.44 | 1210.79 | 11488 | 6679.19 | 19844.42 | 46648.62 | 0.4254
2017-07-19 | 11:00 | N | 2.61 | 7.53 | 8.38 | 2 | 10:00 | 196 | 315 | 2872 | 2219 | 511.56 | 2371.95 | 24067.36 | 4438 | 31388.87 | 50606.08 | 0.62026
2017-07-19 | 12:00 | N | 2.11 | 10 | 10.75 | 2.84 | 11:00 | 226 | 326 | 2842 | 1635 | 476.86 | 3260 | 30551.5 | 4643.4 | 38931.76 | 54769.92 | 0.71082
2017-07-19 | 13:00 | N | 1.69 | 12.94 | 15.35 | 5 | 12:00 | 222 | 319 | 2842 | 1635 | 375.18 | 4127.86 | 43624.7 | 8175 | 56302.74 | 58630.05 | 0.96031
2017-07-19 | 14:00 | N | 2.02 | 17.28 | 22.28 | 9.5 | 13:00 | 195 | 299 | 2842 | 1635 | 393.9 | 5166.72 | 63319.76 | 15532.5 | 84412.88 | 61692.21 | 1.3683
2017-07-19 | 15:00 | N | 2.11 | 25.72 | 33.52 | 20 | 14:00 | 205 | 237 | 2842 | 1635 | 432.55 | 6095.64 | 95263.84 | 32700 | 134492.03 | 64407.22 | 2.0882
2017-07-19 | 16:00 | N | 3.11 | 34 | 43.89 | 23.96 | 15:00 | 212 | 213 | 2842 | 1380 | 659.32 | 7242 | 124735.38 | 33064.8 | 165701.5 | 66111.76 | 2.5064
2017-07-19 | 17:00 | N | 3.5 | 27.31 | 36.14 | 20 | 16:00 | 191 | 237 | 2842 | 1380 | 668.5 | 6472.47 | 102709.88 | 27600 | 137450.85 | 66641.95 | 2.0625
2017-07-19 | 18:00 | N | 2.74 | 8.99 | 19.19 | 8.03 | 17:00 | 218 | 258 | 2842 | 1380 | 597.32 | 2319.42 | 54537.98 | 11081.4 | 68536.12 | 66567.53 | 1.0296
2017-07-19 | 19:00 | N | 2.19 | 6.17 | 12.1 | 5.17 | 18:00 | 240 | 365 | 2842 | 1380 | 525.6 | 2252.05 | 34388.2 | 7134.6 | 44300.45 | 66354.06 | 0.66764
2017-07-19 | 20:00 | N | 2.11 | 5.34 | 11.29 | 3.34 | 19:00 | 320 | 214 | 2842 | 1426 | 675.2 | 1142.76 | 32086.18 | 4762.84 | 38666.98 | 65343.84 | 0.59175
2017-07-19 | 21:00 | N | 2.51 | 5.86 | 11.14 | 2 | 20:00 | 322 | 178 | 2842 | 1426 | 808.22 | 1043.08 | 31659.88 | 2852 | 36363.18 | 63412.49 | 0.57344
2017-07-19 | 22:00 | N | 5 | 6.8 | 9.8 | 1.41 | 21:00 | 337 | 173 | 2842 | 1426 | 1685 | 1176.4 | 27851.6 | 2010.66 | 32723.66 | 61039.57 | 0.53611
2017-07-19 | 23:00 | N | 2.99 | 2.4 | 5.48 | 0.12 | 22:00 | 394 | 194 | 2842 | 1426 | 1178.06 | 465.6 | 15574.16 | 171.12 | 17388.94 | 59045.85 | 0.2945
2017-07-19 | 24:00 | N | 3.21 | 1 | 2.5 | 0.12 | 23:00 | 389 | 265 | 2985 | 1111 | 1248.69 | 265 | 7462.5 | 133.32 | 9109.51 | 55034.78 | 0.16552
2017-07-20 | 1:00 | N | 3.34 | 0.95 | 1.51 | 0.25 | 24:00 | 362 | 243 | 2985 | 1111 | 1209.08 | 230.85 | 4507.35 | 277.75 | 6225.03 | 50689.86 | 0.12281
2017-07-20 | 2:00 | N | 2.91 | 0.95 | 1.01 | 0.45 | 1:00 | 294 | 212 | 2985 | 1111 | 855.54 | 201.4 | 3014.85 | 499.95 | 4571.74 | 46880.52 | 0.097519
2017-07-20 | 3:00 | N | 3.01 | 0.95 | 1 | 0.97 | 2:00 | 236 | 179 | 2985 | 1111 | 710.36 | 170.05 | 2985 | 1077.67 | 4943.08 | 44102.56 | 0.11208
2017-07-20 | 4:00 | N | 2.61 | 0.95 | 1 | 0.97 | 3:00 | 201 | 205 | 2985 | 1717 | 524.61 | 194.75 | 2985 | 1665.49 | 5369.85 | 42142.78 | 0.12742
2017-07-20 | 5:00 | N | 2.11 | 0.95 | 1 | 0.97 | 4:00 | 185 | 205 | 2985 | 1717 | 390.35 | 194.75 | 2985 | 1665.49 | 5235.59 | 40885.45 | 0.12806
2017-07-20 | 6:00 | N | 2.11 | 0.95 | 1 | 0.99 | 5:00 | 207 | 283 | 2985 | 1717 | 436.77 | 268.85 | 2985 | 1699.83 | 5390.45 | 40489.46 | 0.13313
2017-07-20 | 7:00 | N | 2 | 1.5 | 1.32 | 1.49 | 6:00 | 327 | 438 | 2985 | 1717 | 654 | 657 | 3940.2 | 2558.33 | 7809.53 | 41371.64 | 0.18877
2017-07-20 | 8:00 | N | 1.99 | 2.01 | 1.51 | 2 | 7:00 | 249 | 556 | 2872 | 2219 | 495.51 | 1117.56 | 4336.72 | 4438 | 10387.79 | 42774.66 | 0.24285
2017-07-20 | 9:00 | N | 1.99 | 2.11 | 1.65 | 2 | 8:00 | 256 | 306 | 2872 | 2219 | 509.44 | 645.66 | 4738.8 | 4438 | 10331.9 | 44053.89 | 0.23453
2017-07-20 | 10:00 | N | 1.99 | 3.85 | 3.85 | 3.4 | 9:00 | 156 | 343 | 2872 | 2219 | 310.44 | 1320.55 | 11057.2 | 7544.6 | 20232.79 | 47135.85 | 0.42924
2017-07-20 | 11:00 | N | 2.61 | 7.46 | 7.6 | 1.9 | 10:00 | 196 | 315 | 2872 | 2219 | 511.56 | 2349.9 | 21827.2 | 4216.1 | 28904.76 | 51271.71 | 0.56376
2017-07-20 | 12:00 | N | 2.11 | 9.78 | 10.01 | 2.15 | 11:00 | 226 | 326 | 2842 | 1635 | 476.86 | 3188.28 | 28448.42 | 3515.25 | 35628.81 | 55602.58 | 0.64078
2017-07-20 | 13:00 | N | 1.44 | 13.01 | 14.81 | 5 | 12:00 | 222 | 319 | 2842 | 1635 | 319.68 | 4150.19 | 42090.02 | 8175 | 54734.89 | 59579.03 | 0.91869
2017-07-20 | 14:00 | N | 1.93 | 19.05 | 22.75 | 9.5 | 13:00 | 195 | 299 | 2842 | 1635 | 376.35 | 5695.95 | 64655.5 | 15532.5 | 86260.3 | 62901.97 | 1.3713
2017-07-20 | 15:00 | N | 2 | 29.32 | 34.32 | 20 | 14:00 | 205 | 237 | 2842 | 1635 | 410 | 6948.84 | 97537.44 | 32700 | 137596.28 | 65918 | 2.0874
2017-07-20 | 16:00 | N | 2.31 | 40.25 | 53.91 | 20 | 15:00 | 212 | 213 | 2842 | 1380 | 489.72 | 8573.25 | 153212.22 | 27600 | 189875.19 | 67767.99 | 2.8018
2017-07-20 | 17:00 | N | 3.65 | 29.02 | 35.36 | 19.37 | 16:00 | 191 | 237 | 2842 | 1380 | 697.15 | 6877.74 | 100493.12 | 26730.6 | 134798.61 | 68500.39 | 1.9679
2017-07-20 | 18:00 | N | 2.61 | 12.01 | 21.92 | 5.52 | 17:00 | 218 | 258 | 2842 | 1380 | 568.98 | 3098.58 | 62296.64 | 7617.6 | 73581.8 | 68773.94 | 1.0699
2017-07-20 | 19:00 | N | 2.2 | 6.42 | 11.25 | 3.93 | 18:00 | 240 | 365 | 2842 | 1380 | 528 | 2343.3 | 31972.5 | 5423.4 | 40267.2 | 68556.14 | 0.58736
2017-07-20 | 20:00 | N | 2.11 | 4.54 | 10.61 | 2.25 | 19:00 | 320 | 214 | 2842 | 1426 | 675.2 | 971.56 | 30153.62 | 3208.5 | 35008.88 | 67375.43 | 0.51961
2017-07-20 | 21:00 | N | 2.31 | 7.42 | 10.22 | 1.44 | 20:00 | 322 | 178 | 2842 | 1426 | 743.82 | 1320.76 | 29045.24 | 2053.44 | 33163.26 | 65042.95 | 0.50987
2017-07-20 | 22:00 | N | 6.11 | 7.71 | 9.12 | 2 | 21:00 | 337 | 173 | 2842 | 1426 | 2059.07 | 1333.83 | 25919.04 | 2852 | 32163.94 | 62476.29 | 0.51482
2017-07-20 | 23:00 | N | 1.99 | 2.4 | 5.12 | 0.45 | 22:00 | 394 | 194 | 2842 | 1426 | 784.06 | 465.6 | 14551.04 | 641.7 | 16442.4 | 60316.15 | 0.2726
2017-07-20 | 24:00 | N | 3.28 | 1 | 2.5 | 0.45 | 23:00 | 389 | 265 | 2985 | 1111 | 1275.92 | 265 | 7462.5 | 499.95 | 9503.37 | 56319.9 | 0.16874
2017-07-21 | 1:00 | N | 3.11 | 0.95 | 1.51 | 0.25 | 24:00 | 362 | 243 | 2985 | 1111 | 1125.82 | 230.85 | 4507.35 | 277.75 | 6141.77 | 51990.3 | 0.11813
2017-07-21 | 2:00 | N | 2.73 | 0.95 | 1.15 | 0.25 | 1:00 | 294 | 212 | 2985 | 1111 | 802.62 | 201.4 | 3432.75 | 277.75 | 4714.52 | 48106.53 | 0.098002
2017-07-21 | 3:00 | N | 2.99 | 0.95 | 1 | 0.82 | 2:00 | 236 | 179 | 2985 | 1111 | 705.64 | 170.05 | 2985 | 911.02 | 4771.71 | 45238.85 | 0.10548
2017-07-21 | 4:00 | N | 2.61 | 0.95 | 1 | 0.82 | 3:00 | 201 | 205 | 2985 | 1717 | 524.61 | 194.75 | 2985 | 1407.94 | 5112.3 | 43131.45 | 0.11853
2017-07-21 | 5:00 | N | 2.11 | 0.95 | 1 | 0.82 | 4:00 | 185 | 205 | 2985 | 1717 | 390.35 | 194.75 | 2985 | 1407.94 | 4978.04 | 41650.69 | 0.11952
2017-07-21 | 6:00 | N | 2.11 | 0.95 | 1 | 0.82 | 5:00 | 207 | 283 | 2985 | 1717 | 436.77 | 268.85 | 2985 | 1407.94 | 5098.56 | 41087.81 | 0.12409
2017-07-21 | 7:00 | N | 2.61 | 1.5 | 1 | 0.99 | 6:00 | 327 | 438 | 2985 | 1717 | 853.47 | 657 | 2985 | 1699.83 | 6195.3 | 41695.6 | 0.14858
2017-07-21 | 8:00 | N | 2.61 | 1.5 | 1.01 | 1 | 7:00 | 249 | 556 | 2872 | 2219 | 649.89 | 834 | 2900.72 | 2219 | 6603.61 | 42851.3 | 0.15411
2017-07-21 | 9:00 | N | 2 | 1.67 | 1.63 | 1.39 | 8:00 | 256 | 306 | 2872 | 2219 | 512 | 511.02 | 4681.36 | 3084.41 | 8788.79 | 43940.17 | 0.20002
2017-07-21 | 10:00 | N | 1.99 | 3.38 | 3.38 | 2.93 | 9:00 | 156 | 343 | 2872 | 2219 | 310.44 | 1159.34 | 9707.36 | 6501.67 | 17678.81 | 47007.3 | 0.37609
2017-07-21 | 11:00 | N | 2.61 | 5.93 | 6.36 | 1.6 | 10:00 | 196 | 315 | 2872 | 2219 | 511.56 | 1867.95 | 18265.92 | 3550.4 | 24195.83 | 50905.31 | 0.47531
2017-07-21 | 12:00 | N | 2.11 | 8.61 | 9.46 | 1.16 | 11:00 | 226 | 326 | 2842 | 1635 | 476.86 | 2806.86 | 26885.32 | 1896.6 | 32065.64 | 55229.36 | 0.58059
2017-07-21 | 13:00 | N | 1.6 | 10.6 | 11.32 | 2.91 | 12:00 | 222 | 319 | 2842 | 1635 | 355.2 | 3381.4 | 32171.44 | 4757.85 | 40665.89 | 59170.02 | 0.68727
2017-07-21 | 14:00 | N | 2.11 | 16.98 | 18.18 | 5 | 13:00 | 195 | 299 | 2842 | 1635 | 411.45 | 5077.02 | 51667.56 | 8175 | 65331.03 | 62593.44 | 1.0437
2017-07-21 | 15:00 | N | 2.31 | 24.05 | 28.78 | 13.61 | 14:00 | 205 | 237 | 2842 | 1635 | 473.55 | 5699.85 | 81792.76 | 22252.35 | 110218.51 | 65734.74 | 1.6767
2017-07-21 | 16:00 | N | 3.5 | 33.21 | 38.96 | 20 | 15:00 | 212 | 213 | 2842 | 1380 | 742 | 7073.73 | 110724.32 | 27600 | 146140.05 | 67648.93 | 2.1603
2017-07-21 | 17:00 | N | 3.35 | 21.69 | 25.43 | 10.62 | 16:00 | 191 | 237 | 2842 | 1380 | 639.85 | 5140.53 | 72272.06 | 14655.6 | 92708.04 | 68295.82 | 1.3574
2017-07-21 | 18:00 | N | 3 | 5.74 | 12.72 | 1.34 | 17:00 | 218 | 258 | 2842 | 1380 | 654 | 1480.92 | 36150.24 | 1849.2 | 40134.36 | 68406.95 | 0.5867
2017-07-21 | 19:00 | N | 2.18 | 4.29 | 11.25 | 1 | 18:00 | 240 | 365 | 2842 | 1380 | 523.2 | 1565.85 | 31972.5 | 1380 | 35441.55 | 67899.94 | 0.52197
2017-07-21 | 20:00 | N | 2.11 | 4.3 | 11.68 | 1 | 19:00 | 320 | 214 | 2842 | 1426 | 675.2 | 920.2 | 33194.56 | 1426 | 36215.96 | 66141.66 | 0.54755
2017-07-21 | 21:00 | N | 2.61 | 5.73 | 11.32 | 1 | 20:00 | 322 | 178 | 2842 | 1426 | 840.42 | 1019.94 | 32171.44 | 1426 | 35457.8 | 63603.81 | 0.55748
2017-07-21 | 22:00 | N | 6.11 | 3.87 | 7.38 | 1.2 | 21:00 | 337 | 173 | 2842 | 1426 | 2059.07 | 669.51 | 20973.96 | 1711.2 | 25413.74 | 61079.13 | 0.41608
2017-07-21 | 23:00 | N | 1.99 | 3 | 5.71 | 0.25 | 22:00 | 394 | 194 | 2842 | 1426 | 784.06 | 582 | 16227.82 | 356.5 | 17950.38 | 59150.55 | 0.30347
2017-07-21 | 24:00 | N | 3.73 | 1 | 2.72 | 0.25 | 23:00 | 389 | 265 | 2985 | 1111 | 1450.97 | 265 | 8119.2 | 277.75 | 10112.92 | 55554.49 | 0.18204
2017-07-22 | 1:00 | N | 4.31 | 1.01 | 2.01 | 0.25 | 24:00 | 362 | 243 | 2985 | 1111 | 1560.22 | 245.43 | 5999.85 | 277.75 | 8083.25 | 51764.32 | 0.15615
2017-07-22 | 2:00 | N | 3.5 | 1 | 1.65 | 0.12 | 1:00 | 294 | 212 | 2985 | 1111 | 1029 | 212 | 4925.25 | 133.32 | 6299.57 | 48172.72 | 0.13077
2017-07-22 | 3:00 | N | 3.44 | 0.95 | 1.01 | 0.76 | 2:00 | 236 | 179 | 2985 | 1111 | 811.84 | 170.05 | 3014.85 | 844.36 | 4841.1 | 45374.85 | 0.10669
2017-07-22 | 4:00 | N | 2.99 | 0.95 | 1.01 | 0.76 | 3:00 | 201 | 205 | 2985 | 1717 | 600.99 | 194.75 | 3014.85 | 1304.92 | 5115.51 | 43105.3 | 0.11867
2017-07-22 | 5:00 | N | 2.42 | 0.95 | 1.01 | 0.75 | 4:00 | 185 | 205 | 2985 | 1717 | 447.7 | 194.75 | 3014.85 | 1287.75 | 4945.05 | 41458.52 | 0.11928
2017-07-22 | 6:00 | N | 2.61 | 1 | 1.15 | 0.75 | 5:00 | 207 | 283 | 2985 | 1717 | 540.27 | 283 | 3432.75 | 1287.75 | 5543.77 | 40529.11 | 0.13678
2017-07-22 | 7:00 | N | 2.61 | 2.11 | 1.01 | 1 | 6:00 | 327 | 438 | 2985 | 1717 | 853.47 | 924.18 | 3014.85 | 1717 | 6509.5 | 40228.38 | 0.16181
2017-07-22 | 8:00 | N | 2.61 | 2.11 | 1 | 1 | 7:00 | 249 | 556 | 2872 | 2219 | 649.89 | 1173.16 | 2872 | 2219 | 6914.05 | 40162.41 | 0.17215
2017-07-22 | 9:00 | N | 3.5 | 2.44 | 1.44 | 1.44 | 8:00 | 256 | 306 | 2872 | 2219 | 896 | 746.64 | 4135.68 | 3195.36 | 8973.68 | 40900.2 | 0.2194
2017-07-22 | 10:00 | N | 2.61 | 2.83 | 1.97 | 2 | 9:00 | 156 | 343 | 2872 | 2219 | 407.16 | 970.69 | 5657.84 | 4438 | 11473.69 | 44256.41 | 0.25925
2017-07-22 | 11:00 | N | 2.61 | 4 | 4 | 1.22 | 10:00 | 196 | 315 | 2872 | 2219 | 511.56 | 1260 | 11488 | 2707.18 | 15966.74 | 48534.43 | 0.32898
2017-07-22 | 12:00 | N | 2.61 | 7.97 | 8.25 | 1.35 | 11:00 | 226 | 326 | 2842 | 1635 | 589.86 | 2598.22 | 23446.5 | 2207.25 | 28841.83 | 52748.54 | 0.54678
2017-07-22 | 13:00 | N | 1.16 | 11.83 | 12.72 | 2.06 | 12:00 | 222 | 319 | 2842 | 1635 | 257.52 | 3773.77 | 36150.24 | 3368.1 | 43549.63 | 56746.95 | 0.76744
2017-07-22 | 14:00 | N | 1.53 | 14.43 | 17.26 | 4 | 13:00 | 195 | 299 | 2842 | 1635 | 298.35 | 4314.57 | 49052.92 | 6540 | 60205.84 | 59986.66 | 1.0037
2017-07-22 | 15:00 | N | 2.61 | 20.13 | 23.45 | 10 | 14:00 | 205 | 237 | 2842 | 1635 | 535.05 | 4770.81 | 66644.9 | 16350 | 88300.76 | 62616.08 | 1.4102
2017-07-22 | 16:00 | N | 3.61 | 32.84 | 41.04 | 15 | 15:00 | 212 | 213 | 2842 | 1380 | 765.32 | 6994.92 | 116635.68 | 20700 | 145095.92 | 64414.72 | 2.2525
2017-07-22 | 17:00 | N | 4.65 | 33.49 | 40.87 | 15 | 16:00 | 191 | 237 | 2842 | 1380 | 888.15 | 7937.13 | 116152.54 | 20700 | 145677.82 | 65695.11 | 2.2175
2017-07-22 | 18:00 | N | 3.5 | 13.05 | 21.05 | 5 | 17:00 | 218 | 258 | 2842 | 1380 | 763 | 3366.9 | 59824.1 | 6900 | 70854 | 66030.15 | 1.0731
2017-07-22 | 19:00 | N | 2.11 | 5.17 | 12.88 | 1.5 | 18:00 | 240 | 365 | 2842 | 1380 | 506.4 | 1887.05 | 36604.96 | 2070 | 41068.41 | 64971.97 | 0.63209
2017-07-22 | 20:00 | N | 2 | 4 | 12.5 | 0.99 | 19:00 | 320 | 214 | 2842 | 1426 | 640 | 856 | 35525 | 1411.74 | 38432.74 | 63044.22 | 0.60962
2017-07-22 | 21:00 | N | 2.61 | 5.69 | 10 | 0.99 | 20:00 | 322 | 178 | 2842 | 1426 | 840.42 | 1012.82 | 28420 | 1411.74 | 31684.98 | 60481.74 | 0.52388
2017-07-22 | 22:00 | N | 5.15 | 5.38 | 8.01 | 1.31 | 21:00 | 337 | 173 | 2842 | 1426 | 1735.55 | 930.74 | 22764.42 | 1868.06 | 27298.77 | 58406.22 | 0.46739
2017-07-22 | 23:00 | N | 2.61 | 2.62 | 5.01 | 0.12 | 22:00 | 394 | 194 | 2842 | 1426 | 1028.34 | 508.28 | 14238.42 | 171.12 | 15946.16 | 56746.85 | 0.28101
2017-07-22 | 24:00 | N | 3.86 | 1 | 2.27 | 0.12 | 23:00 | 389 | 265 | 2985 | 1111 | 1501.54 | 265 | 6775.95 | 133.32 | 8675.81 | 53554.88 | 0.162
2017-07-23 | 1:00 | N | 4.94 | 1 | 1.46 | 0.17 | 24:00 | 362 | 243 | 2985 | 1111 | 1788.28 | 243 | 4358.1 | 188.87 | 6578.25 | 50170.51 | 0.13112
2017-07-23 | 2:00 | N | 3.14 | 0.95 | 1.15 | 0.17 | 1:00 | 294 | 212 | 2985 | 1111 | 923.16 | 201.4 | 3432.75 | 188.87 | 4746.18 | 47038.92 | 0.1009
2017-07-23 | 3:00 | N | 2.99 | 0.95 | 1 | 0.82 | 2:00 | 236 | 179 | 2985 | 1111 | 705.64 | 170.05 | 2985 | 911.02 | 4771.71 | 44553.5 | 0.1071
2017-07-23 | 4:00 | N | 2.61 | 0.95 | 1 | 0.76 | 3:00 | 201 | 205 | 2985 | 1717 | 524.61 | 194.75 | 2985 | 1304.92 | 5009.28 | 42430.46 | 0.11806
2017-07-23 | 5:00 | N | 2.11 | 0.95 | 1 | 0.76 | 4:00 | 185 | 205 | 2985 | 1717 | 390.35 | 194.75 | 2985 | 1304.92 | 4875.02 | 40806.48 | 0.11947
2017-07-23 | 6:00 | N | 2.11 | 1 | 1 | 0.76 | 5:00 | 207 | 283 | 2985 | 1717 | 436.77 | 283 | 2985 | 1304.92 | 5009.69 | 39866.28 | 0.12566
2017-07-23 | 7:00 | N | 2.38 | 1.5 | 1 | 1 | 6:00 | 327 | 438 | 2985 | 1717 | 778.26 | 657 | 2985 | 1717 | 6137.26 | 39297.54 | 0.15617
2017-07-23 | 8:00 | N | 2.61 | 1.5 | 1 | 1 | 7:00 | 249 | 556 | 2872 | 2219 | 649.89 | 834 | 2872 | 2219 | 6574.89 | 38942.62 | 0.16884
2017-07-23 | 9:00 | N | 3.42 | 1.5 | 1.01 | 1.01 | 8:00 | 256 | 306 | 2872 | 2219 | 875.52 | 459 | 2900.72 | 2241.19 | 6476.43 | 39259.11 | 0.16497
2017-07-23 | 10:00 | N | 3.01 | 2.72 | 2.3 | 2.3 | 9:00 | 156 | 343 | 2872 | 2219 | 469.56 | 932.96 | 6605.6 | 5103.7 | 13111.82 | 42457.04 | 0.30883
2017-07-23 | 11:00 | N | 2.61 | 4.62 | 4.68 | 1.31 | 10:00 | 196 | 315 | 2872 | 2219 | 511.56 | 1455.3 | 13440.96 | 2906.89 | 18314.71 | 46616.64 | 0.39288
2017-07-23 | 12:00 | N | 2.21 | 7.76 | 8.25 | 1.33 | 11:00 | 226 | 326 | 2842 | 1635 | 499.46 | 2529.76 | 23446.5 | 2174.55 | 28650.27 | 50832.87 | 0.56362
2017-07-23 | 13:00 | N | 1.17 | 11.49 | 12.21 | 0.99 | 12:00 | 222 | 319 | 2842 | 1635 | 259.74 | 3665.31 | 34700.82 | 1618.65 | 40244.52 | 54953.96 | 0.73233
2017-07-23 | 14:00 | N | 1.46 | 14.27 | 17.68 | 5 | 13:00 | 195 | 299 | 2842 | 1635 | 284.7 | 4266.73 | 50246.56 | 8175 | 62972.99 | 58607.12 | 1.0745
2017-07-23 | 15:00 | N | 2.11 | 22.6 | 27.5 | 12.57 | 14:00 | 205 | 237 | 2842 | 1635 | 432.55 | 5356.2 | 78155 | 20551.95 | 104495.7 | 61627.3 | 1.6956
2017-07-23 | 16:00 | N | 2.91 | 38.91 | 46.47 | 25 | 15:00 | 212 | 213 | 2842 | 1380 | 616.92 | 8287.83 | 132067.74 | 34500 | 175472.49 | 63790.68 | 2.7508
2017-07-23 | 17:00 | N | 2.92 | 29.01 | 36.19 | 20.35 | 16:00 | 191 | 237 | 2842 | 1380 | 557.72 | 6875.37 | 102851.98 | 28083 | 138368.07 | 64615.68 | 2.1414
2017-07-23 | 18:00 | N | 3.11 | 10.73 | 20.22 | 5 | 17:00 | 218 | 258 | 2842 | 1380 | 677.98 | 2768.34 | 57465.24 | 6900 | 67811.56 | 64532.81 | 1.0508
2017-07-23 | 19:00 | N | 2.11 | 5.14 | 12.55 | 2.01 | 18:00 | 240 | 365 | 2842 | 1380 | 506.4 | 1876.1 | 35667.1 | 2773.8 | 40823.4 | 63652.68 | 0.64135
2017-07-23 | 20:00 | N | 2.11 | 5.86 | 14.46 | 0.99 | 19:00 | 320 | 214 | 2842 | 1426 | 675.2 | 1254.04 | 41095.32 | 1411.74 | 44436.3 | 61976.76 | 0.71698
2017-07-23 | 21:00 | N | 2.21 | 5.63 | 11.71 | 0.99 | 20:00 | 322 | 178 | 2842 | 1426 | 711.62 | 1002.14 | 33279.82 | 1411.74 | 36405.32 | 59680.6 | 0.61
2017-07-23 | 22:00 | N | 5.98 | 8.06 | 10.4 | 1.32 | 21:00 | 337 | 173 | 2842 | 1426 | 2015.26 | 1394.38 | 29556.8 | 1882.32 | 34848.76 | 57802.43 | 0.60289
2017-07-23 | 23:00 | N | 2 | 2.21 | 5.08 | 0.17 | 22:00 | 394 | 194 | 2842 | 1426 | 788 | 428.74 | 14437.36 | 242.42 | 15896.52 | 56053.85 | 0.28359
2017-07-23 | 24:00 | N | 3.6 | 1 | 2.46 | 0.17 | 23:00 | 389 | 265 | 2985 | 1111 | 1400.4 | 265 | 7343.1 | 188.87 | 9197.37 | 52209.91 | 0.17616
2017-07-24 | 1:00 | N | 4.89 | 0.95 | 1.11 | 0.12 | 24:00 | 362 | 243 | 2985 | 1111 | 1770.18 | 230.85 | 3313.35 | 133.32 | 5447.7 | 47825.21 | 0.11391
2017-07-24 | 2:00 | N | 3.11 | 0.95 | 1 | 0.12 | 1:00 | 294 | 212 | 2985 | 1111 | 914.34 | 201.4 | 2985 | 133.32 | 4234.06 | 44195.29 | 0.095803
2017-07-24 | 3:00 | N | 2.82 | 0.95 | 1 | 0.76 | 2:00 | 236 | 179 | 2985 | 1111 | 665.52 | 170.05 | 2985 | 844.36 | 4664.93 | 41782.08 | 0.11165
2017-07-24 | 4:00 | N | 2.37 | 0.95 | 1 | 0.75 | 3:00 | 201 | 205 | 2985 | 1717 | 476.37 | 194.75 | 2985 | 1287.75 | 4943.87 | 40273.21 | 0.12276
2017-07-24 | 5:00 | N | 2 | 0.95 | 1 | 0.75 | 4:00 | 185 | 205 | 2985 | 1717 | 370 | 194.75 | 2985 | 1287.75 | 4837.5 | 39431.85 | 0.12268
2017-07-24 | 6:00 | N | 1.99 | 0.95 | 1 | 0.76 | 5:00 | 207 | 283 | 2985 | 1717 | 411.93 | 268.85 | 2985 | 1304.92 | 4970.7 | 39360.04 | 0.12629
2017-07-24 | 7:00 | N | 2.18 | 1.5 | 1 | 0.99 | 6:00 | 327 | 438 | 2985 | 1717 | 712.86 | 657 | 2985 | 1699.83 | 6054.69 | 40421.56 | 0.14979
2017-07-24 | 8:00 | N | 2.11 | 1.5 | 1.65 | 1.49 | 7:00 | 249 | 556 | 2872 | 2219 | 525.39 | 834 | 4738.8 | 3306.31 | 9404.5 | 42149.95 | 0.22312
2017-07-24 | 9:00 | N | 3.01 | 2.11 | 2.11 | 2 | 8:00 | 256 | 306 | 2872 | 2219 | 770.56 | 645.66 | 6059.92 | 4438 | 11914.14 | 43062.23 | 0.27667
2017-07-24 | 10:00 | N | 2.07 | 3.3 | 3.95 | 2.78 | 9:00 | 156 | 343 | 2872 | 2219 | 322.92 | 1131.9 | 11344.4 | 6168.82 | 18968.04 | 44892.85 | 0.42252
2017-07-24 | 11:00 | N | 2.61 | 6.58 | 7.87 | 1.45 | 10:00 | 196 | 315 | 2872 | 2219 | 511.56 | 2072.7 | 22602.64 | 3217.55 | 28404.45 | 47487.42 | 0.59815
2017-07-24 | 12:00 | N | 2.11 | 10.56 | 8.99 | 1.61 | 11:00 | 226 | 326 | 2842 | 1635 | 476.86 | 3442.56 | 25549.58 | 2632.35 | 32101.35 | 50795.66 | 0.63197
2017-07-24 | 13:00 | N | 1.91 | 12.5 | 13.9 | 4 | 12:00 | 222 | 319 | 2842 | 1635 | 424.02 | 3987.5 | 39503.8 | 6540 | 50455.32 | 54196.81 | 0.93096
2017-07-24 | 14:00 | N | 2.11 | 20.28 | 24.61 | 7 | 13:00 | 195 | 299 | 2842 | 1635 | 411.45 | 6063.72 | 69941.62 | 11445 | 87861.79 | 57584.09 | 1.5258
2017-07-24 | 15:00 | N | 2.11 | 29.53 | 35.48 | 19 | 14:00 | 205 | 237 | 2842 | 1635 | 432.55 | 6998.61 | 100834.16 | 31065 | 139330.32 | 60793.12 | 2.2919
2017-07-24 | 16:00 | N | 2.61 | 33.27 | 40.5 | 19 | 15:00 | 212 | 213 | 2842 | 1380 | 553.32 | 7086.51 | 115101 | 26220 | 148960.83 | 63381.11 | 2.3502
2017-07-24 | 17:00 | N | 3.66 | 22.07 | 28.68 | 16.06 | 16:00 | 191 | 237 | 2842 | 1380 | 699.06 | 5230.59 | 81508.56 | 22162.8 | 109601.01 | 64942.17 | 1.6877
2017-07-24 | 18:00 | N | 3.5 | 9.64 | 18.92 | 5 | 17:00 | 218 | 258 | 2842 | 1380 | 763 | 2487.12 | 53770.64 | 6900 | 63920.76 | 65623.94 | 0.97405
2017-07-24 | 19:00 | N | 2.98 | 4.61 | 11.9 | 3.61 | 18:00 | 240 | 365 | 2842 | 1380 | 715.2 | 1682.65 | 33819.8 | 4981.8 | 41199.45 | 65177.13 | 0.63212
2017-07-24 | 20:00 | N | 2.45 | 4 | 10.79 | 1.94 | 19:00 | 320 | 214 | 2842 | 1426 | 784 | 856 | 30665.18 | 2766.44 | 35071.62 | 63395.92 | 0.55322
2017-07-24 | 21:00 | N | 2.5 | 5.3 | 11.28 | 1.38 | 20:00 | 322 | 178 | 2842 | 1426 | 805 | 943.4 | 32057.76 | 1967.88 | 35774.04 | 60750.37 | 0.58887
2017-07-24 | 22:00 | N | 5 | 5.79 | 8.62 | 1.59 | 21:00 | 337 | 173 | 2842 | 1426 | 1685 | 1001.67 | 24498.04 | 2267.34 | 29452.05 | 58711.3 | 0.50164
2017-07-24 | 23:00 | N | 2 | 2.21 | 4.54 | 0.17 | 22:00 | 394 | 194 | 2842 | 1426 | 788 | 428.74 | 12902.68 | 242.42 | 14361.84 | 56770.61 | 0.25298
2017-07-24 | 24:00 | N | 4.12 | 1 | 1.81 | 0.12 | 23:00 | 389 | 265 | 2985 | 1111 | 1602.68 | 265 | 5402.85 | 133.32 | 7403.85 | 52847.89 | 0.1401
2017-07-25 | 1:00 | N | 4.76 | 1 | 1.49 | 0.12 | 24:00 | 362 | 243 | 2985 | 1111 | 1723.12 | 243 | 4447.65 | 133.32 | 6547.09 | 48565.44 | 0.13481
2017-07-25 | 2:00 | N | 3.01 | 0.95 | 1.01 | 0.12 | 1:00 | 294 | 212 | 2985 | 1111 | 884.94 | 201.4 | 3014.85 | 133.32 | 4234.51 | 45055.06 | 0.093985
2017-07-25 | 3:00 | N | 2.61 | 0.95 | 1 | 0.76 | 2:00 | 236 | 179 | 2985 | 1111 | 615.96 | 170.05 | 2985 | 844.36 | 4615.37 | 42708.52 | 0.10807
2017-07-25 | 4:00 | N | 2.11 | 0.95 | 1 | 0.75 | 3:00 | 201 | 205 | 2985 | 1717 | 424.11 | 194.75 | 2985 | 1287.75 | 4891.61 | 41071.54 | 0.1191
2017-07-25 | 5:00 | N | 1 | 0.95 | 1 | 0.75 | 4:00 | 185 | 205 | 2985 | 1717 | 185 | 194.75 | 2985 | 1287.75 | 4652.5 | 40143.61 | 0.1159
2017-07-25 | 6:00 | N | 1 | 0.95 | 1 | 0.75 | 5:00 | 207 | 283 | 2985 | 1717 | 207 | 268.85 | 2985 | 1287.75 | 4748.6 | 39983.52 | 0.11876
2017-07-25 | 7:00 | N | 1 | 1.5 | 1.01 | 1 | 6:00 | 327 | 438 | 2985 | 1717 | 327 | 657 | 3014.85 | 1717 | 5715.85 | 41146.7 | 0.13891
2017-07-25 | 8:00 | N | 1.25 | 1.64 | 1.01 | 2 | 7:00 | 249 | 556 | 2872 | 2219 | 311.25 | 911.84 | 2900.72 | 4438 | 8561.81 | 42745.45 | 0.2003
2017-07-25 | 9:00 | N | 3.01 | 2.21 | 2.01 | 2.55 | 8:00 | 256 | 306 | 2872 | 2219 | 770.56 | 676.26 | 5772.72 | 5658.45 | 12877.99 | 43674.46 | 0.29486
2017-07-25 | 10:00 | N | 2.24 | 2.97 | 3.57 | 2.79 | 9:00 | 156 | 343 | 2872 | 2219 | 349.44 | 1018.71 | 10253.04 | 6191.01 | 17812.2 | 45846.46 | 0.38852
2017-07-25 | 11:00 | N | 2.11 | 5.04 | 5.97 | 1.21 | 10:00 | 196 | 315 | 2872 | 2219 | 413.56 | 1587.6 | 17145.84 | 2684.99 | 21831.99 | 49097.14 | 0.44467
2017-07-25 | 12:00 | N | 1.09 | 8.61 | 8.61 | 1.34 | 11:00 | 226 | 326 | 2842 | 1635 | 246.34 | 2806.86 | 24469.62 | 2190.9 | 29713.72 | 53063.79 | 0.55996
2017-07-25 | 13:00 | N | 1.36 | 12.81 | 12.85 | 4 | 12:00 | 222 | 319 | 2842 | 1635 | 301.92 | 4086.39 | 36519.7 | 6540 | 47448.01 | 57021.44 | 0.83211
2017-07-25 | 14:00 | N | 1.46 | 17 | 19.31 | 4 | 13:00 | 195 | 299 | 2842 | 1635 | 284.7 | 5083 | 54879.02 | 6540 | 66786.72 | 60569.11 | 1.1027
2017-07-25 | 15:00 | N | 2.31 | 18.14 | 22.36 | 4.93 | 14:00 | 205 | 237 | 2842 | 1635 | 473.55 | 4299.18 | 63547.12 | 8060.55 | 76380.4 | 63759.42 | 1.1979
2017-07-25 | 16:00 | N | 3.5 | 27.86 | 33.3 | 10 | 15:00 | 212 | 213 | 2842 | 1380 | 742 | 5934.18 | 94638.6 | 13800 | 115114.78 | 66001.98 | 1.7441
2017-07-25 | 17:00 | N | 3.59 | 23 | 29.53 | 7.07 | 16:00 | 191 | 237 | 2842 | 1380 | 685.69 | 5451 | 83924.26 | 9756.6 | 99817.55 | 67424.15 | 1.4804
2017-07-25 | 18:00 | N | 3.64 | 10.33 | 17.12 | 1.54 | 17:00 | 218 | 258 | 2842 | 1380 | 793.52 | 2665.14 | 48655.04 | 2125.2 | 54238.9 | 68006.48 | 0.79755
2017-07-25 | 19:00 | N | 2.61 | 4.78 | 11.25 | 3.24 | 18:00 | 240 | 365 | 2842 | 1380 | 626.4 | 1744.7 | 31972.5 | 4471.2 | 38814.8 | 67489.18 | 0.57513
2017-07-25 | 20:00 | N | 2.31 | 4.69 | 9.18 | 1.24 | 19:00 | 320 | 214 | 2842 | 1426 | 739.2 | 1003.66 | 26089.56 | 1768.24 | 29600.66 | 65803.68 | 0.44983
2017-07-25 | 21:00 | N | 2.31 | 5 | 8.55 | 2 | 20:00 | 322 | 178 | 2842 | 1426 | 743.82 | 890 | 24299.1 | 2852 | 28784.92 | 63162.38 | 0.45573
2017-07-25 | 22:00 | N | 5 | 4.62 | 7.45 | 1.78 | 21:00 | 337 | 173 | 2842 | 1426 | 1685 | 799.26 | 21172.9 | 2538.28 | 26195.44 | 60904.81 | 0.4301
2017-07-25 | 23:00 | N | 2.11 | 2.21 | 5.23 | 0.12 | 22:00 | 394 | 194 | 2842 | 1426 | 831.34 | 428.74 | 14863.66 | 171.12 | 16294.86 | 58912.72 | 0.27659
2017-07-25 | 24:00 | N | 4.39 | 1 | 2.2 | 0.12 | 23:00 | 389 | 265 | 2985 | 1111 | 1707.71 | 265 | 6567 | 133.32 | 8673.03 | 55015.15 | 0.15765
2017-07-26 | 1:00 | N | 6.61 | 1 | 1.2 | 0.12 | 24:00 | 362 | 243 | 2985 | 1111 | 2392.82 | 243 | 3582 | 133.32 | 6351.14 | 50707.38 | 0.12525
2017-07-26 | 2:00 | N | 4.44 | 0.95 | 1.05 | 0.12 | 1:00 | 294 | 212 | 2985 | 1111 | 1305.36 | 201.4 | 3134.25 | 133.32 | 4774.33 | 47159.83 | 0.10124
2017-07-26 | 3:00 | N | 4.09 | 0.95 | 1 | 0.97 | 2:00 | 236 | 179 | 2985 | 1111 | 965.24 | 170.05 | 2985 | 1077.67 | 5197.96 | 44655.27 | 0.1164
2017-07-26 | 4:00 | N | 3.5 | 0.95 | 1 | 0.97 | 3:00 | 201 | 205 | 2985 | 1717 | 703.5 | 194.75 | 2985 | 1665.49 | 5548.74 | 42741.24 | 0.12982
2017-07-26 | 5:00 | N | 2.61 | 0.95 | 1 | 0.97 | 4:00 | 185 | 205 | 2985 | 1717 | 482.85 | 194.75 | 2985 | 1665.49 | 5328.09 | 41372.62 | 0.12878
2017-07-26 | 6:00 | N | 2.51 | 1 | 1.15 | 0.97 | 5:00 | 207 | 283 | 2985 | 1717 | 519.57 | 283 | 3432.75 | 1665.49 | 5900.81 | 40907.23 | 0.14425
2017-07-26 | 7:00 | N | 2.24 | 2.11 | 1.05 | 1.2 | 6:00 | 327 | 438 | 2985 | 1717 | 732.48 | 924.18 | 3134.25 | 2060.4 | 6851.31 | 41743.06 | 0.16413
2017-07-26 | 8:00 | N | 2.61 | 2.11 | 1.65 | 2 | 7:00 | 249 | 556 | 2872 | 2219 | 649.89 | 1173.16 | 4738.8 | 4438 | 10999.85 | 43248.53 | 0.25434
2017-07-26 | 9:00 | N | 3.5 | 2.21 | 2.11 | 1.06 | 8:00 | 256 | 306 | 2872 | 2219 | 896 | 676.26 | 6059.92 | 2352.14 | 9984.32 | 44203.96 | 0.22587
2017-07-26 | 10:00 | N | 2.89 | 3 | 3.24 | 2 | 9:00 | 156 | 343 | 2872 | 2219 | 450.84 | 1029 | 9305.28 | 4438 | 15223.12 | 46804.86 | 0.32525
2017-07-26 | 11:00 | N | 2.61 | 3.44 | 4.13 | 1.3 | 10:00 | 196 | 315 | 2872 | 2219 | 511.56 | 1083.6 | 11861.36 | 2884.7 | 16341.22 | 50491.93 | 0.32364
2017-07-26 | 12:00 | N | 2.11 | 7.82 | 7.82 | 1.16 | 11:00 | 226 | 326 | 2842 | 1635 | 476.86 | 2549.32 | 22224.44 | 1896.6 | 27147.22 | 54445.89 | 0.49861
2017-07-26 | 13:00 | N | 1 | 8.08 | 8.08 | 1.06 | 12:00 | 222 | 319 | 2842 | 1635 | 222 | 2577.52 | 22963.36 | 1733.1 | 27495.98 | 58225.64 | 0.47223
2017-07-26 | 14:00 | N | 1.29 | 11.37 | 13.29 | 1 | 13:00 | 195 | 299 | 2842 | 1635 | 251.55 | 3399.63 | 37770.18 | 1635 | 43056.36 | 61671.45 | 0.69816
2017-07-26 | 15:00 | N | 2.11 | 18.64 | 21.57 | 1.42 | 14:00 | 205 | 237 | 2842 | 1635 | 432.55 | 4417.68 | 61301.94 | 2321.7 | 68473.87 | 64609.21 | 1.0598
2017-07-26 | 16:00 | N | 3.2 | 22.11 | 27.5 | 3.46 | 15:00 | 212 | 213 | 2842 | 1380 | 678.4 | 4709.43 | 78155 | 4774.8 | 88317.63 | 66530.92 | 1.3275
2017-07-26 | 17:00 | N | 3.5 | 17.74 | 20.8 | 6.69 | 16:00 | 191 | 237 | 2842 | 1380 | 668.5 | 4204.38 | 59113.6 | 9232.2 | 73218.68 | 67643.21 | 1.0824
2017-07-26 | 18:00 | N | 3.5 | 5 | 11.25 | 1.52 | 17:00 | 218 | 258 | 2842 | 1380 | 763 | 1290 | 31972.5 | 2097.6 | 36123.1 | 67882.81 | 0.53214
2017-07-26 | 19:00 | N | 2 | 4.43 | 9.4 | 2.64 | 18:00 | 240 | 365 | 2842 | 1380 | 480 | 1616.95 | 26714.8 | 3643.2 | 32454.95 | 67520.46 | 0.48067
2017-07-26 | 20:00 | N | 1.5 | 4.66 | 9.97 | 1.06 | 19:00 | 320 | 214 | 2842 | 1426 | 480 | 997.24 | 28334.74 | 1511.56 | 31323.54 | 65820.2 | 0.4759
2017-07-26 | 21:00 | N | 2.61 | 5.53 | 8.88 | 1.16 | 20:00 | 322 | 178 | 2842 | 1426 | 840.42 | 984.34 | 25236.96 | 1654.16 | 28715.88 | 63143.51 | 0.45477
2017-07-26 | 22:00 | N | 5 | 3.24 | 6.3 | 1.16 | 21:00 | 337 | 173 | 2842 | 1426 | 1685 | 560.52 | 17904.6 | 1654.16 | 21804.28 | 60582.26 | 0.35991
2017-07-26 | 23:00 | N | 2.64 | 2.29 | 3.92 | 0.12 | 22:00 | 394 | 194 | 2842 | 1426 | 1040.16 | 444.26 | 11140.64 | 171.12 | 12796.18 | 58396.07 | 0.21913
2017-07-26 | 24:00 | N | 6.14 | 1.95 | 1.79 | 0.12 | 23:00 | 389 | 265 | 2985 | 1111 | 2388.46 | 516.75 | 5343.15 | 133.32 | 8381.68 | 54400 | 0.15408
2017-07-27 | 1:00 | N | 11.79 | 2.61 | 1 | 0.12 | 24:00 | 362 | 243 | 2985 | 1111 | 4267.98 | 634.23 | 2985 | 133.32 | 8020.53 | 50292.14 | 0.15948
2017-07-27 | 2:00 | N | 5 | 2.4 | 1 | 0.12 | 1:00 | 294 | 212 | 2985 | 1111 | 1470 | 508.8 | 2985 | 133.32 | 5097.12 | 46786.06 | 0.10895
2017-07-27 | 3:00 | N | 4.22 | 1 | 1 | 0.85 | 2:00 | 236 | 179 | 2985 | 1111 | 995.92 | 179 | 2985 | 944.35 | 5104.27 | 44193.37 | 0.1155
2017-07-27 | 4:00 | N | 3.5 | 1 | 1 | 0.85 | 3:00 | 201 | 205 | 2985 | 1717 | 703.5 | 205 | 2985 | 1459.45 | 5352.95 | 42276.59 | 0.12662
2017-07-27 | 5:00 | N | 2.61 | 1.39 | 1 | 0.85 | 4:00 | 185 | 205 | 2985 | 1717 | 482.85 | 284.95 | 2985 | 1459.45 | 5212.25 | 40960.66 | 0.12725
2017-07-27 | 6:00 | N | 2.61 | 2.6 | 1 | 0.85 | 5:00 | 207 | 283 | 2985 | 1717 | 540.27 | 735.8 | 2985 | 1459.45 | 5720.52 | 40440.69 | 0.14145
2017-07-27 | 7:00 | N | 3 | 4 | 1 | 1.22 | 6:00 | 327 | 438 | 2985 | 1717 | 981 | 1752 | 2985 | 2094.74 | 7812.74 | 41174.12 | 0.18975
2017-07-27 | 8:00 | N | 2.61 | 4 | 1.01 | 2 | 7:00 | 249 | 556 | 2872 | 2219 | 649.89 | 2224 | 2900.72 | 4438 | 10212.61 | 42447.68 | 0.24059
2017-07-27 | 9:00 | N | 3.11 | 4 | 1.51 | 2 | 8:00 | 256 | 306 | 2872 | 2219 | 796.16 | 1224 | 4336.72 | 4438 | 10794.88 | 43464.44 | 0.24836
2017-07-27 | 10:00 | N | 3.01 | 6.05 | 3.69 | 3 | 9:00 | 156 | 343 | 2872 | 2219 | 469.56 | 2075.15 | 10597.68 | 6657 | 19799.39 | 46386.35 | 0.42684
2017-07-27 | 11:00 | N | 2.61 | 10.97 | 8.41 | 0.99 | 10:00 | 196 | 315 | 2872 | 2219 | 511.56 | 3455.55 | 24153.52 | 2196.81 | 30317.44 | 50193.3 | 0.60401
2017-07-27 | 12:00 | N | 2.11 | 9.51 | 9.51 | 1.33 | 11:00 | 226 | 326 | 2842 | 1635 | 476.86 | 3100.26 | 27027.42 | 2174.55 | 32779.09 | 54274.19 | 0.60395
2017-07-27 | 13:00 | N | 1 | 12.47 | 13.47 | 3.28 | 12:00 | 222 | 319 | 2842 | 1635 | 222 | 3977.93 | 38281.74 | 5362.8 | 47844.47 | 58150.21 | 0.82277
2017-07-27 | 14:00 | N | 1.86 | 16.56 | 20.5 | 7 | 13:00 | 195 | 299 | 2842 | 1635 | 362.7 | 4951.44 | 58261 | 11445 | 75020.14 | 61697.04 | 1.2159
2017-07-27 | 15:00 | N | 1.41 | 26.3 | 33.53 | 14.43 | 14:00 | 205 | 237 | 2842 | 1635 | 289.05 | 6233.1 | 95292.26 | 23593.05 | 125407.46 | 65029.74 | 1.9285
2017-07-27 | 16:00 | N | 3 | 38.78 | 50.35 | 30.89 | 15:00 | 212 | 213 | 2842 | 1380 | 636 | 8260.14 | 143094.7 | 42628.2 | 194619.04 | 67384.39 | 2.8882
2017-07-27 | 17:00 | N | 3.78 | 31.06 | 40 | 24.18 | 16:00 | 191 | 237 | 2842 | 1380 | 721.98 | 7361.22 | 113680 | 33368.4 | 155131.6 | 68491.81 | 2.265
2017-07-27 | 18:00 | N | 3.58 | 10.06 | 20.79 | 4 | 17:00 | 218 | 258 | 2842 | 1380 | 780.44 | 2595.48 | 59085.18 | 5520 | 67981.1 | 68633.42 | 0.9905
2017-07-27 | 19:00 | N | 2.21 | 9.75 | 14.84 | 3.63 | 18:00 | 240 | 365 | 2842 | 1380 | 530.4 | 3558.75 | 42175.28 | 5009.4 | 51273.83 | 68352.64 | 0.75014
2017-07-27 | 20:00 | N | 2.11 | 7.03 | 12.5 | 1.98 | 19:00 | 320 | 214 | 2842 | 1426 | 675.2 | 1504.42 | 35525 | 2823.48 | 40528.1 | 67157.63 | 0.60348
2017-07-27 | 21:00 | N | 2.21 | 5.24 | 10.93 | 1.39 | 20:00 | 322 | 178 | 2842 | 1426 | 711.62 | 932.72 | 31063.06 | 1982.14 | 34689.54 | 64888.02 | 0.53461
2017-07-27 | 22:00 | N | 4.98 | 4.7 | 8.25 | 0.99 | 21:00 | 337 | 173 | 2842 | 1426 | 1678.26 | 813.1 | 23446.5 | 1411.74 | 27349.6 | 62389.27 | 0.43837
2017-07-27 | 23:00 | N | 5 | 6.57 | 3.92 | 0.12 | 22:00 | 394 | 194 | 2842 | 1426 | 1970 | 1274.58 | 11140.64 | 171.12 | 14556.34 | 60160.79 | 0.24196
2017-07-27 | 24:00 | N | 7.49 | 2.61 | 1.39 | 0.12 | 23:00 | 389 | 265 | 2985 | 1111 | 2913.61 | 691.65 | 4149.15 | 133.32 | 7887.73 | 56023.93 | 0.14079
2017-07-28 | 1:00 | N | 5 | 2.11 | 1.01 | 0.12 | 24:00 | 362 | 243 | 2985 | 1111 | 1810 | 512.73 | 3014.85 | 133.32 | 5470.9 | 51504.81 | 0.10622
2017-07-28 | 2:00 | N | 3.05 | 1.36 | 1 | 0.12 | 1:00 | 294 | 212 | 2985 | 1111 | 896.7 | 288.32 | 2985 | 133.32 | 4303.34 | 47680.24 | 0.090254
2017-07-28 | 3:00 | N | 2.61 | 1 | 1 | 0.71 | 2:00 | 236 | 179 | 2985 | 1111 | 615.96 | 179 | 2985 | 788.81 | 4568.77 | 44904.33 | 0.10174
2017-07-28 | 4:00 | N | 2.11 | 1 | 1 | 0.71 | 3:00 | 201 | 205 | 2985 | 1717 | 424.11 | 205 | 2985 | 1219.07 | 4833.18 | 42884.46 | 0.1127
2017-07-28 | 5:00 | N | 1 | 1 | 1 | 0.71 | 4:00 | 185 | 205 | 2985 | 1717 | 185 | 205 | 2985 | 1219.07 | 4594.07 | 41608.99 | 0.11041
2017-07-28 | 6:00 | N | 1 | 1.35 | 1 | 0.71 | 5:00 | 207 | 283 | 2985 | 1717 | 207 | 382.05 | 2985 | 1219.07 | 4793.12 | 41115.18 | 0.11658
2017-07-28 | 7:00 | N | 1 | 3.11 | 1 | 1 | 6:00 | 327 | 438 | 2985 | 1717 | 327 | 1362.18 | 2985 | 1717 | 6391.18 | 41748.24 | 0.15309
2017-07-28 | 8:00 | N | 2 | 3.99 | 1.05 | 1.05 | 7:00 | 249 | 556 | 2872 | 2219 | 498 | 2218.44 | 3015.6 | 2329.95 | 8061.99 | 43038.48 | 0.18732
2017-07-28 | 9:00 | N | 2.61 | 4 | 2 | 2 | 8:00 | 256 | 306 | 2872 | 2219 | 668.16 | 1224 | 5744 | 4438 | 12074.16 | 43760.37 | 0.27592
2017-07-28 | 10:00 | N | 2.61 | 7.66 | 5.41 | 4.8 | 9:00 | 156 | 343 | 2872 | 2219 | 407.16 | 2627.38 | 15537.52 | 10651.2 | 29223.26 | 46267.12 | 0.63162
2017-07-28 | 11:00 | N | 2 | 9.97 | 7.59 | 0.99 | 10:00 | 196 | 315 | 2872 | 2219 | 392 | 3140.55 | 21798.48 | 2196.81 | 27527.84 | 50025.48 | 0.55028
2017-07-28 | 12:00 | N | 1.01 | 16.55 | 15.66 | 3 | 11:00 | 226 | 326 | 2842 | 1635 | 228.26 | 5395.3 | 44505.72 | 4905 | 55034.28 | 54381.09 | 1.012
2017-07-28 | 13:00 | N | 1 | 20.3 | 23.35 | 5 | 12:00 | 222 | 319 | 2842 | 1635 | 222 | 6475.7 | 66360.7 | 8175 | 81233.4 | 58524.58 | 1.388
2017-07-28 | 14:00 | N | 1 | 45.06 | 54.42 | 9.5 | 13:00 | 195 | 299 | 2842 | 1635 | 195 | 13472.94 | 154661.64 | 15532.5 | 183862.08 | 62366.09 | 2.9481
2017-07-28 | 15:00 | N | 1 | 91.16 | 124.8 | 88.19 | 14:00 | 205 | 237 | 2842 | 1635 | 205 | 21604.92 | 354681.6 | 144190.65 | 520682.17 | 65873.49 | 7.9043
2017-07-28 | 16:00 | N | 2.21 | 191.5 | 229.31 | 155 | 15:00 | 212 | 213 | 2842 | 1380 | 468.52 | 40789.5 | 651699.02 | 213900 | 906857.04 | 68287.4 | 13.28
2017-07-28 | 17:00 | N | 3.11 | 158.82 | 180.53 | 145.05 | 16:00 | 191 | 237 | 2842 | 1380 | 594.01 | 37640.34 | 513066.26 | 200169 | 751469.61 | 69007.12 | 10.8897
2017-07-28 | 18:00 | N | 3.26 | 23.66 | 33.24 | 14.96 | 17:00 | 218 | 258 | 2842 | 1380 | 710.68 | 6104.28 | 94468.08 | 20644.8 | 121927.84 | 69496.24 | 1.7545
2017-07-28 | 19:00 | N | 2.11 | 13.48 | 19.86 | 7 | 18:00 | 240 | 365 | 2842 | 1380 | 506.4 | 4920.2 | 56442.12 | 9660 | 71528.72 | 69438.04 | 1.0301
2017-07-28 | 20:00 | N | 1.84 | 11.92 | 17.08 | 7 | 19:00 | 320 | 214 | 2842 | 1426 | 588.8 | 2550.88 | 48541.36 | 9982 | 61663.04 | 68308.5 | 0.90271
2017-07-28 | 21:00 | N | 2.21 | 7.82 | 12.12 | 2 | 20:00 | 322 | 178 | 2842 | 1426 | 711.62 | 1391.96 | 34445.04 | 2852 | 39400.62 | 66071.07 | 0.59634
2017-07-28 | 22:00 | N | 3.5 | 7.88 | 8.73 | 1.2 | 21:00 | 337 | 173 | 2842 | 1426 | 1179.5 | 1363.24 | 24810.66 | 1711.2 | 29064.6 | 63308.42 | 0.4591
2017-07-28 | 23:00 | N | 6.76 | 10.45 | 8.48 | 0.17 | 22:00 | 394 | 194 | 2842 | 1426 | 2663.44 | 2027.3 | 24100.16 | 242.42 | 29033.32 | 60787.69 | 0.47762
2017-07-28 | 24:00 | N | 7.58 | 3 | 3 | 0.12 | 23:00 | 389 | 265 | 2985 | 1111 | 2948.62 | 795 | 8955 | 133.32 | 12831.94 | 56897.88 | 0.22553
2017-07-29 | 1:00 | N | 5 | 3.04 | 3 | 0.12 | 24:00 | 362 | 243 | 2985 | 1111 | 1810 | 738.72 | 8955 | 133.32 | 11637.04 | 52960.6 | 0.21973
2017-07-29 | 2:00 | N | 3.06 | 1.85 | 1.15 | 0.12 | 1:00 | 294 | 212 | 2985 | 1111 | 899.64 | 392.2 | 3432.75 | 133.32 | 4857.91 | 49171.05 | 0.098796
2017-07-29 | 3:00 | N | 2.11 | 1 | 1 | 0.71 | 2:00 | 236 | 179 | 2985 | 1111 | 497.96 | 179 | 2985 | 788.81 | 4450.77 | 46306.14 | 0.096116
2017-07-29 | 4:00 | N | 2 | 1 | 1 | 0.61 | 3:00 | 201 | 205 | 2985 | 1717 | 402 | 205 | 2985 | 1047.37 | 4639.37 | 43971.98 | 0.10551
2017-07-29 | 5:00 | N | 1 | 1 | 1 | 0.61 | 4:00 | 185 | 205 | 2985 | 1717 | 185 | 205 | 2985 | 1047.37 | 4422.37 | 42243.5 | 0.10469
2017-07-29 | 6:00 | N | 1 | 2.11 | 1 | 0.61 | 5:00 | 207 | 283 | 2985 | 1717 | 207 | 597.13 | 2985 | 1047.37 | 4836.5 | 41167.74 | 0.11748
2017-07-29 | 7:00 | N | 1 | 3 | 1 | 0.99 | 6:00 | 327 | 438 | 2985 | 1717 | 327 | 1314 | 2985 | 1699.83 | 6325.83 | 40823.02 | 0.15496
2017-07-29 | 8:00 | N | 2.08 | 3 | 1 | 0.99 | 7:00 | 249 | 556 | 2872 | 2219 | 517.92 | 1668 | 2872 | 2196.81 | 7254.73 | 40817.66 | 0.17774
2017-07-29 | 9:00 | N | 2.84 | 3.73 | 1 | 0.99 | 8:00 | 256 | 306 | 2872 | 2219 | 727.04 | 1141.38 | 2872 | 2196.81 | 6937.23 | 41026.71 | 0.16909
2017-07-29 | 10:00 | N | 2.61 | 4.15 | 2.64 | 2.55 | 9:00 | 156 | 343 | 2872 | 2219 | 407.16 | 1423.45 | 7582.08 | 5658.45 | 15071.14 | 44049.92 | 0.34214
2017-07-29 | 11:00 | N | 1.98 | 6.6 | 4.59 | 2.31 | 10:00 | 196 | 315 | 2872 | 2219 | 388.08 | 2079 | 13182.48 | 5125.89 | 20775.45 | 48351.51 | 0.42968
2017-07-29 | 12:00 | N | 1.32 | 10.85 | 9.85 | 2 | 11:00 | 226 | 326 | 2842 | 1635 | 298.32 | 3537.1 | 27993.7 | 3270 | 35099.12 | 52633.54 | 0.66686
2017-07-29 | 13:00 | N | 1 | 20.17 | 20.32 | 5 | 12:00 | 222 | 319 | 2842 | 1635 | 222 | 6434.23 | 57749.44 | 8175 | 72580.67 | 56792.57 | 1.278
2017-07-29 | 14:00 | N | 1 | 30.07 | 31.61 | 7 | 13:00 | 195 | 299 | 2842 | 1635 | 195 | 8990.93 | 89835.62 | 11445 | 110466.55 | 60514.53 | 1.8255
2017-07-29 | 15:00 | N | 1.44 | 38.54 | 53.93 | 30 | 14:00 | 205 | 237 | 2842 | 1635 | 295.2 | 9133.98 | 153269.06 | 49050 | 211748.24 | 63571.15 | 3.3309
2017-07-29 | 16:00 | N | 2.31 | 53.84 | 71.03 | 46.99 | 15:00 | 212 | 213 | 2842 | 1380 | 489.72 | 11467.92 | 201867.26 | 64846.2 | 278671.1 | 65971.58 | 4.2241
2017-07-29 | 17:00 | N | 3.5 | 53.44 | 59.13 | 41.34 | 16:00 | 191 | 237 | 2842 | 1380 | 668.5 | 12665.28 | 168047.46 | 57049.2 | 238430.44 | 67694.66 | 3.5221
2017-07-29 | 18:00 | N | 3.31 | 20.45 | 26.77 | 7 | 17:00 | 218 | 258 | 2842 | 1380 | 721.58 | 5276.1 | 76080.34 | 9660 | 91738.02 | 68368.2 | 1.3418
2017-07-29 | 19:00 | N | 2.11 | 9.67 | 14.39 | 5.29 | 18:00 | 240 | 365 | 2842 | 1380 | 506.4 | 3529.55 | 40896.38 | 7300.2 | 52232.53 | 67986.84 | 0.76827
2017-07-29 | 20:00 | N | 2.11 | 6.02 | 9.71 | 3.52 | 19:00 | 320 | 214 | 2842 | 1426 | 675.2 | 1288.28 | 27595.82 | 5019.52 | 34578.82 | 66385.11 | 0.52088
2017-07-29 | 21:00 | N | 3.5 | 5.97 | 9.01 | 1.27 | 20:00 | 322 | 178 | 2842 | 1426 | 1127 | 1062.66 | 25606.42 | 1811.02 | 29607.1 | 63888.39 | 0.46342
2017-07-29 | 22:00 | N | 5 | 10 | 7.25 | 0.97 | 21:00 | 337 | 173 | 2842 | 1426 | 1685 | 1730 | 20604.5 | 1383.22 | 25402.72 | 61555.76 | 0.41268
2017-07-29 | 23:00 | N | 8.61 | 9.91 | 7.37 | 0.12 | 22:00 | 394 | 194 | 2842 | 1426 | 3392.34 | 1922.54 | 20945.54 | 171.12 | 26431.54 | 59251.69 | 0.44609
2017-07-29 | 24:00 | N | 5 | 4.6 | 3.42 | 0.12 | 23:00 | 389 | 265 | 2985 | 1111 | 1945 | 1219 | 10208.7 | 133.32 | 13506.02 | 55673.34 | 0.24259
2017-07-30 | 1:00 | N | 5 | 4 | 2.8 | 0.17 | 24:00 | 362 | 243 | 2985 | 1111 | 1810 | 972 | 8358 | 188.87 | 11328.87 | 51970.9 | 0.21798
2017-07-30 | 2:00 | N | 2.94 | 2.33 | 1.47 | 0.17 | 1:00 | 294 | 212 | 2985 | 1111 | 864.36 | 493.96 | 4387.95 | 188.87 | 5935.14 | 48524.38 | 0.12231
2017-07-30 | 3:00 | N | 2.11 | 1.2 | 1 | 0.75 | 2:00 | 236 | 179 | 2985 | 1111 | 497.96 | 214.8 | 2985 | 833.25 | 4531.01 | 45675.78 | 0.099199
2017-07-30 | 4:00 | N | 1 | 1 | 1 | 0.75 | 3:00 | 201 | 205 | 2985 | 1717 | 201 | 205 | 2985 | 1287.75 | 4678.75 | 43412.67 | 0.10777
2017-07-30 | 5:00 | N | 1 | 2.01 | 1 | 0.75 | 4:00 | 185 | 205 | 2985 | 1717 | 185 | 412.05 | 2985 | 1287.75 | 4869.8 | 41672.01 | 0.11686
2017-07-30 | 6:00 | N | 1 | 2.39 | 1 | 0.75 | 5:00 | 207 | 283 | 2985 | 1717 | 207 | 676.37 | 2985 | 1287.75 | 5156.12 | 40529.83 | 0.12722
2017-07-30 | 7:00 | N | 1 | 3 | 1 | 0.99 | 6:00 | 327 | 438 | 2985 | 1717 | 327 | 1314 | 2985 | 1699.83 | 6325.83 | 40008.02 | 0.15811
2017-07-30 | 8:00 | N | 1.95 | 3.38 | 1 | 1 | 7:00 | 249 | 556 | 2872 | 2219 | 485.55 | 1879.28 | 2872 | 2219 | 7455.83 | 39799.66 | 0.18733
2017-07-30 | 9:00 | N | 3.98 | 4 | 1.15 | 1.15 | 8:00 | 256 | 306 | 2872 | 2219 | 1018.88 | 1224 | 3302.8 | 2551.85 | 8097.53 | 39781.32 | 0.20355
2017-07-30 | 10:00 | N | 3.02 | 5.9 | 2.55 | 2.55 | 9:00 | 156 | 343 | 2872 | 2219 | 471.12 | 2023.7 | 7323.6 | 5658.45 | 15476.87 | 42288.09 | 0.36599
2017-07-30 | 11:00 | N | 2.61 | 6.97 | 3.97 | 1.72 | 10:00 | 196 | 315 | 2872 | 2219 | 511.56 | 2195.55 | 11401.84 | 3816.68 | 17925.63 | 46010.38 | 0.3896
2017-07-30 | 12:00 | N | 2 | 11.1 | 8.1 | 1 | 11:00 | 226 | 326 | 2842 | 1635 | 452 | 3618.6 | 23020.2 | 1635 | 28725.8 | 50207.83 | 0.57214
2017-07-30 | 13:00 | N | 1.37 | 13.57 | 13.57 | 3.46 | 12:00 | 222 | 319 | 2842 | 1635 | 304.14 | 4328.83 | 38565.94 | 5657.1 | 48856.01 | 54323.56 | 0.89935
2017-07-30 | 14:00 | N | 1 | 14.88 | 20.08 | 4.19 | 13:00 | 195 | 299 | 2842 | 1635 | 195 | 4449.12 | 57067.36 | 6850.65 | 68562.13 | 57915.77 | 1.1838
2017-07-30 | 15:00 | N | 1.35 | 27 | 32 | 19.66 | 14:00 | 205 | 237 | 2842 | 1635 | 276.75 | 6399 | 90944 | 32144.1 | 129763.85 | 60714.04 | 2.1373
2017-07-30 | 16:00 | N | 2.31 | 33.99 | 41.15 | 24.48 | 15:00 | 212 | 213 | 2842 | 1380 | 489.72 | 7239.87 | 116948.3 | 33782.4 | 158460.29 | 62775.87 | 2.5242
2017-07-30 | 17:00 | N | 3.28 | 40.72 | 47 | 32.34 | 16:00 | 191 | 237 | 2842 | 1380 | 626.48 | 9650.64 | 133574 | 44629.2 | 188480.32 | 64132.63 | 2.9389
2017-07-30 | 18:00 | N | 3.11 | 12.17 | 20 | 5 | 17:00 | 218 | 258 | 2842 | 1380 | 677.98 | 3139.86 | 56840 | 6900 | 67557.84 | 64672.54 | 1.0446
2017-07-30 | 19:00 | N | 2.11 | 6.65 | 11.85 | 2.35 | 18:00 | 240 | 365 | 2842 | 1380 | 506.4 | 2427.25 | 33677.7 | 3243 | 39854.35 | 64409.01 | 0.61877
2017-07-30 | 20:00 | N | 2.61 | 8.31 | 8.67 | 1.91 | 19:00 | 320 | 214 | 2842 | 1426 | 835.2 | 1778.34 | 24640.14 | 2723.66 | 29977.34 | 62849.18 | 0.47697
2017-07-30 | 21:00 | N | 3.5 | 7.66 | 7.66 | 1.31 | 20:00 | 322 | 178 | 2842 | 1426 | 1127 | 1363.48 | 21769.72 | 1868.06 | 26128.26 | 60271.11 | 0.43351
2017-07-30 | 22:00 | N | 5 | 8.85 | 6.82 | 1.24 | 21:00 | 337 | 173 | 2842 | 1426 | 1685 | 1531.05 | 19382.44 | 1768.24 | 24366.73 | 58141.04 | 0.4191
2017-07-30 | 23:00 | N | 6.87 | 8.38 | 5.38 | 0.17 | 22:00 | 394 | 194 | 2842 | 1426 | 2706.78 | 1625.72 | 15289.96 | 242.42 | 19864.88 | 56249.37 | 0.35316
2017-07-30 | 24:00 | N | 8.61 | 4.13 | 3 | 0.17 | 23:00 | 389 | 265 | 2985 | 1111 | 3349.29 | 1094.45 | 8955 | 188.87 | 13587.61 | 52477.85 | 0.25892
2017-07-31 | 1:00 | N | 5 | 2.81 | 1.36 | 0.17 | 24:00 | 362 | 243 | 2985 | 1111 | 1810 | 682.83 | 4059.6 | 188.87 | 6741.3 | 48193.11 | 0.13988
2017-07-31 | 2:00 | N | 3.46 | 2.11 | 1.01 | 0.17 | 1:00 | 294 | 212 | 2985 | 1111 | 1017.24 | 447.32 | 3014.85 | 188.87 | 4668.28 | 44564.55 | 0.10475
2017-07-31 | 3:00 | N | 2.61 | 1.03 | 1 | 0.75 | 2:00 | 236 | 179 | 2985 | 1111 | 615.96 | 184.37 | 2985 | 833.25 | 4618.58 | 41728.4 | 0.11068
2017-07-31 | 4:00 | N | 2.11 | 1 | 1 | 0.75 | 3:00 | 201 | 205 | 2985 | 1717 | 424.11 | 205 | 2985 | 1287.75 | 4901.86 | 39917.22 | 0.1228
2017-07-31 | 5:00 | N | 1 | 1 | 1 | 0.75 | 4:00 | 185 | 205 | 2985 | 1717 | 185 | 205 | 2985 | 1287.75 | 4662.75 | 38795.63 | 0.12019
2017-07-31 | 6:00 | N | 1 | 2.61 | 1 | 0.75 | 5:00 | 207 | 283 | 2985 | 1717 | 207 | 738.63 | 2985 | 1287.75 | 5218.38 | 38484.93 | 0.1356
2017-07-31 | 7:00 | N | 1.07 | 4 | 1 | 1.64 | 6:00 | 327 | 438 | 2985 | 1717 | 349.89 | 1752 | 2985 | 2815.88 | 7902.77 | 39358.3 | 0.20079
2017-07-31 | 8:00 | N | 2 | 4 | 1.17 | 2 | 7:00 | 249 | 556 | 2872 | 2219 | 498 | 2224 | 3360.24 | 4438 | 10520.24 | 40835.56 | 0.25762
2017-07-31 | 9:00 | N | 2.61 | 6 | 3.1 | 2.62 | 8:00 | 256 | 306 | 2872 | 2219 | 668.16 | 1836 | 8903.2 | 5813.78 | 17221.14 | 41693.06 | 0.41305
2017-07-31 | 10:00 | N | 2 | 7 | 4 | 3.55 | 9:00 | 156 | 343 | 2872 | 2219 | 312 | 2401 | 11488 | 7877.45 | 22078.45 | 44095.14 | 0.5007
2017-07-31 | 11:00 | N | 2 | 10.23 | 6.31 | 1.59 | 10:00 | 196 | 315 | 2872 | 2219 | 392 | 3222.45 | 18122.32 | 3528.21 | 25264.98 | 47277.62 | 0.5344
2017-07-31 | 12:00 | N | 1.14 | 9.42 | 9.22 | 1 | 11:00 | 226 | 326 | 2842 | 1635 | 257.64 | 3070.92 | 26203.24 | 1635 | 31166.8 | 50944.15 | 0.61178
2017-07-31 | 13:00 | N | 1 | 15.13 | 15.98 | 5 | 12:00 | 222 | 319 | 2842 | 1635 | 222 | 4826.47 | 45415.16 | 8175 | 58638.63 | 54459.04 | 1.0767
2017-07-31 | 14:00 | N | 1 | 20.66 | 25.78 | 7 | 13:00 | 195 | 299 | 2842 | 1635 | 195 | 6177.34 | 73266.76 | 11445 | 91084.1 | 57516.01 | 1.5836
2017-07-31 | 15:00 | N | 1 | 35.68 | 41.83 | 24.72 | 14:00 | 205 | 237 | 2842 | 1635 | 205 | 8456.16 | 118880.86 | 40417.2 | 167959.22 | 60369.28 | 2.7822
2017-07-31 | 16:00 | N | 2.31 | 41.5 | 47.68 | 35.37 | 15:00 | 212 | 213 | 2842 | 1380 | 489.72 | 8839.5 | 135506.56 | 48810.6 | 193646.38 | 62546.35 | 3.096
2017-07-31 | 17:00 | N | 3 | 44.25 | 51.16 | 37.81 | 16:00 | 191 | 237 | 2842 | 1380 | 573 | 10487.25 | 145396.72 | 52177.8 | 208634.77 | 64109.77 | 3.2543
2017-07-31 | 18:00 | N | 2.61 | 16 | 25.03 | 10 | 17:00 | 218 | 258 | 2842 | 1380 | 568.98 | 4128 | 71135.26 | 13800 | 89632.24 | 64851.56 | 1.3821
2017-07-31 | 19:00 | N | 2 | 7.96 | 14.64 | 4.72 | 18:00 | 240 | 365 | 2842 | 1380 | 480 | 2905.4 | 41606.88 | 6513.6 | 51505.88 | 64357.36 | 0.80031
2017-07-31 | 20:00 | N | 2.11 | 5.11 | 9.68 | 1.91 | 19:00 | 320 | 214 | 2842 | 1426 | 675.2 | 1093.54 | 27510.56 | 2723.66 | 32002.96 | 62612.13 | 0.51113
2017-07-31 | 21:00 | N | 2.61 | 8.31 | 9.74 | 1.25 | 20:00 | 322 | 178 | 2842 | 1426 | 840.42 | 1479.18 | 27681.08 | 1782.5 | 31783.18 | 59817.34 | 0.53134
2017-07-31 | 22:00 | N | 5 | 8.26 | 8.26 | 1.42 | 21:00 | 337 | 173 | 2842 | 1426 | 1685 | 1428.98 | 23474.92 | 2024.92 | 28613.82 | 57435.93 | 0.49819
2017-07-31 | 23:00 | N | 5.92 | 7.04 | 4.53 | 0.17 | 22:00 | 394 | 194 | 2842 | 1426 | 2332.48 | 1365.76 | 12874.26 | 242.42 | 16814.92 | 55176.63 | 0.30475
2017-07-31 | 24:00 | N | 8.11 | 3.76 | 2.37 | 0.17 | 23:00 | 389 | 265 | 2985 | 1111 | 3154.79 | 996.4 | 7074.45 | 188.87 | 11414.51 | 50982.43 | 0.22389
2017-08-01 | 1:00 | N | 4.1 | 2.72 | 1.65 | 0.01 | 24:00 | 362 | 243 | 2985 | 1111 | 1484.2 | 660.96 | 4925.25 | 11.11 | 7081.52 | 46613.29 | 0.15192
2017-08-01 | 2:00 | N | 3.34 | 1.66 | 1 | 0.01 | 1:00 | 294 | 212 | 2985 | 1111 | 981.96 | 351.92 | 2985 | 11.11 | 4329.99 | 43150.72 | 0.10035
2017-08-01 | 3:00 | N | 2.11 | 1 | 1 | 0.5 | 2:00 | 236 | 179 | 2985 | 1111 | 497.96 | 179 | 2985 | 555.5 | 4217.46 | 40692.96 | 0.10364
2017-08-01 | 4:00 | N | 1 | 1 | 1 | 0.5 | 3:00 | 201 | 205 | 2985 | 1717 | 201 | 205 | 2985 | 858.5 | 4249.5 | 38985.01 | 0.109
2017-08-01 | 5:00 | N | 1 | 1.01 | 1 | 0.5 | 4:00 | 185 | 205 | 2985 | 1717 | 185 | 207.05 | 2985 | 858.5 | 4235.55 | 37898.67 | 0.11176
2017-08-01 | 6:00 | N | 1 | 2.76 | 1 | 0.5 | 5:00 | 207 | 283 | 2985 | 1717 | 207 | 781.08 | 2985 | 858.5 | 4831.58 | 37725.48 | 0.12807
2017-08-01 | 7:00 | N | 2.11 | 4 | 1 | 2.55 | 6:00 | 327 | 438 | 2985 | 1717 | 689.97 | 1752 | 2985 | 4378.35 | 9805.32 | 38795.47 | 0.25274
2017-08-01 | 8:00 | N | 2.61 | 3.92 | 1 | 2.55 | 7:00 | 249 | 556 | 2872 | 2219 | 649.89 | 2179.52 | 2872 | 5658.45 | 11359.86 | 40669.69 | 0.27932
2017-08-01 | 9:00 | N | 2.61 | 5.33 | 2.11 | 3.69 | 8:00 | 256 | 306 | 2872 | 2219 | 668.16 | 1630.98 | 6059.92 | 8188.11 | 16547.17 | 41630.7 | 0.39748
2017-08-01 | 10:00 | N | 2.59 | 6.32 | 4.23 | 4.52 | 9:00 | 156 | 343 | 2872 | 2219 | 404.04 | 2167.76 | 12148.56 | 10029.88 | 24750.24 | 44002.51 | 0.56247
2017-08-01 | 11:00 | N | 2 | 8.38 | 4.82 | 2 | 10:00 | 196 | 315 | 2872 | 2219 | 392 | 2639.7 | 13843.04 | 4438 | 21312.74 | 47525.85 | 0.44845
2017-08-01 | 12:00 | N | 1 | 8.33 | 7.36 | 1.56 | 11:00 | 226 | 326 | 2842 | 1635 | 226 | 2715.58 | 20917.12 | 2550.6 | 26409.3 | 51589.8 | 0.51191
2017-08-01 | 13:00 | N | 1 | 12.41 | 12.41 | 3.37 | 12:00 | 222 | 319 | 2842 | 1635 | 222 | 3958.79 | 35269.22 | 5509.95 | 44959.96 | 55091.6 | 0.81609
2017-08-01 | 14:00 | N | 1.53 | 16.35 | 18.85 | 7 | 13:00 | 195 | 299 | 2842 | 1635 | 298.35 | 4888.65 | 53571.7 | 11445 | 70203.7 | 57727.91 | 1.2161
2017-08-01 | 15:00 | N | 2.11 | 21.5 | 26.24 | 3 | 14:00 | 205 | 237 | 2842 | 1635 | 432.55 | 5095.5 | 74574.08 | 4905 | 85007.13 | 59857.37 | 1.4202
2017-08-01 | 16:00 | N | 3.11 | 26.06 | 31.06 | 3 | 15:00 | 212 | 213 | 2842 | 1380 | 659.32 | 5550.78 | 88272.52 | 4140 | 98622.62 | 61406.14 | 1.6061
2017-08-01 | 17:00 | N | 3 | 18.63 | 24.78 | 3 | 16:00 | 191 | 237 | 2842 | 1380 | 573 | 4415.31 | 70424.76 | 4140 | 79553.07 | 62155.23 | 1.2799
2017-08-01 | 18:00 | N | 8.11 | 9.77 | 16.46 | 3 | 17:00 | 218 | 258 | 2842 | 1380 | 1767.98 | 2520.66 | 46779.32 | 4140 | 55207.96 | 62232.73 | 0.88712
2017-08-01 | 19:00 | N | 2.21 | 7.21 | 9.1 | 1.37 | 18:00 | 240 | 365 | 2842 | 1380 | 530.4 | 2631.65 | 25862.2 | 1890.6 | 30914.85 | 61360.28 | 0.50383
2017-08-01 | 20:00 | N | 3.5 | 7.86 | 7.86 | 1.36 | 19:00 | 320 | 214 | 2842 | 1426 | 1120 | 1682.04 | 22338.12 | 1939.36 | 27079.52 | 59442.74 | 0.45556
2017-08-01 | 21:00 | N | 3.5 | 7.12 | 7.12 | 0.97 | 20:00 | 322 | 178 | 2842 | 1426 | 1127 | 1267.36 | 20235.04 | 1383.22 | 24012.62 | 57295.35 | 0.4191
2017-08-01 | 22:00 | N | 5.4 | 7.47 | 5.22 | 0.97 | 21:00 | 337 | 173 | 2842 | 1426 | 1819.8 | 1292.31 | 14835.24 | 1383.22 | 19330.57 | 55967.6 | 0.34539
2017-08-01 | 23:00 | N | 9.11 | 6.64 | 4.84 | 0.01 | 22:00 | 394 | 194 | 2842 | 1426 | 3589.34 | 1288.16 | 13755.28 | 14.26 | 18647.04 | 54236.41 | 0.34381
2017-08-01 | 24:00 | N | 8.11 | 4.08 | 3 | 0.01 | 23:00 | 389 | 265 | 2985 | 1111 | 3154.79 | 1081.2 | 8955 | 11.11 | 13202.1 | 50719.92 | 0.26029
2017-08-02 | 1:00 | N | 5 | 3.77 | 2.18 | 0.12 | 24:00 | 362 | 243 | 2985 | 1111 | 1810 | 916.11 | 6507.3 | 133.32 | 9366.73 | 46837.86 | 0.19998
2017-08-02 | 2:00 | N | 3.5 | 2.11 | 1.01 | 0.01 | 1:00 | 294 | 212 | 2985 | 1111 | 1029 | 447.32 | 3014.85 | 11.11 | 4502.28 | 43564.31 | 0.10335
2017-08-02 | 3:00 | N | 2.11 | 1.52 | 1 | 0.5 | 2:00 | 236 | 179 | 2985 | 1111 | 497.96 | 272.08 | 2985 | 555.5 | 4310.54 | 41176 | 0.10469
2017-08-02 | 4:00 | N | 2 | 1.2 | 1 | 0.5 | 3:00 | 201 | 205 | 2985 | 1717 | 402 | 246 | 2985 | 858.5 | 4491.5 | 39542.3 | 0.11359
2017-08-02 | 5:00 | N | 1 | 1.32 | 1 | 0.5 | 4:00 | 185 | 205 | 2985 | 1717 | 185 | 270.6 | 2985 | 858.5 | 4299.1 | 38573.27 | 0.11145
2017-08-02 | 6:00 | N | 1 | 3.97 | 1 | 0.5 | 5:00 | 207 | 283 | 2985 | 1717 | 207 | 1123.51 | 2985 | 858.5 | 5174.01 | 38480.13 | 0.13446
2017-08-02 | 7:00 | N | 2 | 6.19 | 2.66 | 3 | 6:00 | 327 | 438 | 2985 | 1717 | 654 | 2711.22 | 7940.1 | 5151 | 16456.32 | 39687.01 | 0.41465
2017-08-02 | 8:00 | N | 2.09 | 4.91 | 3.71 | 3.41 | 7:00 | 249 | 556 | 2872 | 2219 | 520.41 | 2729.96 | 10655.12 | 7566.79 | 21472.28 | 41690.19 | 0.51504
2017-08-02 | 9:00 | N | 2.11 | 6.27 | 3.65 | 4.27 | 8:00 | 256 | 306 | 2872 | 2219 | 540.16 | 1918.62 | 10482.8 | 9475.13 | 22416.71 | 42519.66 | 0.52721
2017-08-02 | 10:00 | N | 2.17 | 7.68 | 5.45 | 5 | 9:00 | 156 | 343 | 2872 | 2219 | 338.52 | 2634.24 | 15652.4 | 11095 | 29720.16 | 44137.89 | 0.67335
2017-08-02 | 11:00 | N | 2 | 7.96 | 5.53 | 2.74 | 10:00 | 196 | 315 | 2872 | 2219 | 392 | 2507.4 | 15882.16 | 6080.06 | 24861.62 | 46412.15 | 0.53567
2017-08-02 | 12:00 | N | 1 | 8.21 | 7.21 | 1.22 | 11:00 | 226 | 326 | 2842 | 1635 | 226 | 2676.46 | 20490.82 | 1994.7 | 25387.98 | 48863.25 | 0.51957
2017-08-02 | 13:00 | N | 1 | 11.84 | 12.66 | 3 | 12:00 | 222 | 319 | 2842 | 1635 | 222 | 3776.96 | 35979.72 | 4905 | 44883.68 | 50728.27 | 0.88479
2017-08-02 | 14:00 | N | 1.02 | 16.52 | 17.8 | 6.61 | 13:00 | 195 | 299 | 2842 | 1635 | 198.9 | 4939.48 | 50587.6 | 10807.35 | 66533.33 | 52014.04 | 1.2791
2017-08-02 | 15:00 | N | 1.69 | 17.68 | 21.61 | 3.12 | 14:00 | 205 | 237 | 2842 | 1635 | 346.45 | 4190.16 | 61415.62 | 5101.2 | 71053.43 | 52660.36 | 1.3493
2017-08-02 | 16:00 | N | 2.56 | 23.73 | 29.35 | 3.48 | 15:00 | 212 | 213 | 2842 | 1380 | 542.72 | 5054.49 | 83412.7 | 4802.4 | 93812.31 | 52645.71 | 1.782
2017-08-02 | 17:00 | N | 3.11 | 22.74 | 29.14 | 3 | 16:00 | 191 | 237 | 2842 | 1380 | 594.01 | 5389.38 | 82815.88 | 4140 | 92939.27 | 52515.8 | 1.7697
2017-08-02 | 18:00 | N | 8.11 | 7.51 | 15 | 3.94 | 17:00 | 218 | 258 | 2842 | 1380 | 1767.98 | 1937.58 | 42630 | 5437.2 | 51772.76 | 52358.08 | 0.98882
2017-08-02 | 19:00 | N | 2.11 | 5.14 | 9.64 | 1.24 | 18:00 | 240 | 365 | 2842 | 1380 | 506.4 | 1876.1 | 27396.88 | 1711.2 | 31490.58 | 51819.79 | 0.60769
2017-08-02 | 20:00 | N | 3.5 | 7.31 | 7.31 | 1.32 | 19:00 | 320 | 214 | 2842 | 1426 | 1120 | 1564.34 | 20775.02 | 1882.32 | 25341.68 | 50832.67 | 0.49853
2017-08-02 | 21:00 | N | 3.5 | 5.78 | 6.62 | 1.22 | 20:00 | 322 | 178 | 2842 | 1426 | 1127 | 1028.84 | 18814.04 | 1739.72 | 22709.6 | 49567.22 | 0.45816
2017-08-02 | 22:00 | N | 5.66 | 7.21 | 7.2 | 1.22 | 21:00 | 337 | 173 | 2842 | 1426 | 1907.42 | 1247.33 | 20462.4 | 1739.72 | 25356.87 | 49064.61 | 0.51681
2017-08-02 | 23:00 | N | 21.4 | 5.92 | 4 | 0.01 | 22:00 | 394 | 194 | 2842 | 1426 | 8431.6 | 1148.48 | 11368 | 14.26 | 20962.34 | 48122.44 | 0.4356
2017-08-02 | 24:00 | N | 8.61 | 3.96 | 2.54 | 0.01 | 23:00 | 389 | 265 | 2985 | 1111 | 3349.29 | 1049.4 | 7581.9 | 11.11 | 11991.7 | 45470.08 | 0.26373
2017-08-03 | 1:00 | N | 5 | 2.4 | 1 | 0.01 | 24:00 | 362 | 243 | 2985 | 1111 | 1810 | 583.2 | 2985 | 11.11 | 5389.31 | 42237.76 | 0.12759
2017-08-03 | 2:00 | N | 3.11 | 1.19 | 1 | 0.01 | 1:00 | 294 | 212 | 2985 | 1111 | 914.34 | 252.28 | 2985 | 11.11 | 4162.73 | 39566.43 | 0.10521
2017-08-03 | 3:00 | N | 2.11 | 1 | 1 | 0.5 | 2:00 | 236 | 179 | 2985 | 1111 | 497.96 | 179 | 2985 | 555.5 | 4217.46 | 37777.77 | 0.11164
2017-08-03 | 4:00 | N | 1.02 | 1 | 1 | 0.5 | 3:00 | 201 | 205 | 2985 | 1717 | 205.02 | 205 | 2985 | 858.5 | 4253.52 | 36615.34 | 0.11617
2017-08-03 | 5:00 | N | 1 | 1 | 1 | 0.5 | 4:00 | 185 | 205 | 2985 | 1717 | 185 | 205 | 2985 | 858.5 | 4233.5 | 36015.05 | 0.11755
2017-08-03 | 6:00 | N | 1 | 2.61 | 1 | 0.5 | 5:00 | 207 | 283 | 2985 | 1717 | 207 | 738.63 | 2985 | 858.5 | 4789.13 | 36098.85 | 0.13267
2017-08-03 | 7:00 | N | 2.11 | 4 | 1 | 3 | 6:00 | 327 | 438 | 2985 | 1717 | 689.97 | 1752 | 2985 | 5151 | 10577.97 | 37434.67 | 0.28257
2017-08-03 | 8:00 | N | 2.11 | 4 | 1.15 | 3 | 7:00 | 249 | 556 | 2872 | 2219 | 525.39 | 2224 | 3302.8 | 6657 | 12709.19 | 39637.5 | 0.32064
2017-08-03 | 9:00 | N | 2.61 | 5 | 2.2 | 4 | 8:00 | 256 | 306 | 2872 | 2219 | 668.16 | 1530 | 6318.4 | 8876 | 17392.56 | 40604.27 | 0.42834
2017-08-03 | 10:00 | N | 2.61 | 6.73 | 4 | 5.13 | 9:00 | 156 | 343 | 2872 | 2219 | 407.16 | 2308.39 | 11488 | 11383.47 | 25587.02 | 42140.94 | 0.60718
2017-08-03 | 11:00 | N | 2 | 8.31 | 4.23 | 2.83 | 10:00 | 196 | 315 | 2872 | 2219 | 392 | 2617.65 | 12148.56 | 6279.77 | 21437.98 | 44296.83 | 0.48396
2017-08-03 | 12:00 | N | 1 | 9.16 | 7.12 | 1.5 | 11:00 | 226 | 326 | 2842 | 1635 | 226 | 2986.16 | 20235.04 | 2452.5 | 25899.7 | 47051.93 | 0.55045
2017-08-03 | 13:00 | N | 1 | 8.28 | 12.85 | 3 | 12:00 | 222 | 319 | 2842 | 1635 | 222 | 2641.32 | 36519.7 | 4905 | 44288.02 | 49995.38 | 0.88584
2017-08-03 | 14:00 | N | 1.32 | 11.57 | 16.38 | 5.91 | 13:00 | 195 | 299 | 2842 | 1635 | 257.4 | 3459.43 | 46551.96 | 9662.85 | 59931.64 | 53124.92 | 1.1281
2017-08-03 | 15:00 | N | 2 | 14.28 | 21.64 | 4 | 14:00 | 205 | 237 | 2842 | 1635 | 410 | 3384.36 | 61500.88 | 6540 | 71835.24 | 56129.68 | 1.2798
2017-08-03 | 16:00 | N | 2.31 | 20.91 | 28.06 | 4 | 15:00 | 212 | 213 | 2842 | 1380 | 489.72 | 4453.83 | 79746.52 | 5520 | 90210.07 | 58516.92 | 1.5416
2017-08-03 | 17:00 | N | 2.43 | 33.02 | 41.76 | 4 | 16:00 | 191 | 237 | 2842 | 1380 | 464.13 | 7825.74 | 118681.92 | 5520 | 132491.79 | 59962.5 | 2.2096
2017-08-03 | 18:00 | N | 3.11 | 9.2 | 16.39 | 4 | 17:00 | 218 | 258 | 2842 | 1380 | 677.98 | 2373.6 | 46580.38 | 5520 | 55151.96 | 60589.74 | 0.91025
2017-08-03 | 19:00 | N | 2.11 | 5 | 9.45 | 3 | 18:00 | 240 | 365 | 2842 | 1380 | 506.4 | 1825 | 26856.9 | 4140 | 33328.3 | 60523.18 | 0.55067
2017-08-03 | 20:00 | N | 2.61 | 6.4 | 7.31 | 1.12 | 19:00 | 320 | 214 | 2842 | 1426 | 835.2 | 1369.6 | 20775.02 | 1597.12 | 24576.94 | 59267.54 | 0.41468
2017-08-03 | 21:00 | N | 3.5 | 6.19 | 7.29 | 1.02 | 20:00 | 322 | 178 | 2842 | 1426 | 1127 | 1101.82 | 20718.18 | 1454.52 | 24401.52 | 57172.71 | 0.4268
2017-08-03 | 22:00 | N | 5.55 | 8 | 7.34 | 1.02 | 21:00 | 337 | 173 | 2842 | 1426 | 1870.35 | 1384 | 20860.28 | 1454.52 | 25569.15 | 55308.13 | 0.4623
2017-08-03 | 23:00 | N | 14.03 | 5.2 | 4 | 0.12 | 22:00 | 394 | 194 | 2842 | 1426 | 5527.82 | 1008.8 | 11368 | 171.12 | 18075.74 | 53414.88 | 0.3384
2017-08-03 | 24:00 | N | 11.28 | 3 | 1.98 | 0.01 | 23:00 | 389 | 265 | 2985 | 1111 | 4387.92 | 795 | 5910.3 | 11.11 | 11104.33 | 49851 | 0.22275
2017-08-04 | 1:00 | N | 4 | 2.4 | 1 | 0.12 | 24:00 | 362 | 243 | 2985 | 1111 | 1448 | 583.2 | 2985 | 133.32 | 5149.52 | 45912.54 | 0.11216
2017-08-04 | 2:00 | N | 3.07 | 1.06 | 1 | 0.12 | 1:00 | 294 | 212 | 2985 | 1111 | 902.58 | 224.72 | 2985 | 133.32 | 4245.62 | 42619.43 | 0.099617
2017-08-04 | 3:00 | N | 2.11 | 1 | 1 | 0.5 | 2:00 | 236 | 179 | 2985 | 1111 | 497.96 | 179 | 2985 | 555.5 | 4217.46 | 40291.16 | 0.10467
2017-08-04 | 4:00 | N | 2 | 1 | 1 | 0.5 | 3:00 | 201 | 205 | 2985 | 1717 | 402 | 205 | 2985 | 858.5 | 4450.5 | 38604.52 | 0.11528
2017-08-04 | 5:00 | N | 1 | 1 | 1 | 0.5 | 4:00 | 185 | 205 | 2985 | 1717 | 185 | 205 | 2985 | 858.5 | 4233.5 | 37742.54 | 0.11217
2017-08-04 | 6:00 | N | 1 | 2.54 | 1 | 0.5 | 5:00 | 207 | 283 | 2985 | 1717 | 207 | 718.82 | 2985 | 858.5 | 4769.32 | 37610.48 | 0.12681
2017-08-04 | 7:00 | N | 2.11 | 4 | 1 | 1.1 | 6:00 | 327 | 438 | 2985 | 1717 | 689.97 | 1752 | 2985 | 1888.7 | 7315.67 | 38638.74 | 0.18934
2017-08-04 | 8:00 | N | 2.5 | 3 | 1 | 1.52 | 7:00 | 249 | 556 | 2872 | 2219 | 622.5 | 1668 | 2872 | 3372.88 | 8535.38 | 40483.03 | 0.21084
2017-08-04 | 9:00 | N | 2.61 | 4.6 | 1.78 | 2.94 | 8:00 | 256 | 306 | 2872 | 2219 | 668.16 | 1407.6 | 5112.16 | 6523.86 | 13711.78 | 41477.53 | 0.33058
2017-08-04 | 10:00 | N | 2 | 6 | 4 | 3.89 | 9:00 | 156 | 343 | 2872 | 2219 | 312 | 2058 | 11488 | 8631.91 | 22489.91 | 44163.57 | 0.50924
2017-08-04 | 11:00 | N | 2.11 | 8.52 | 4.81 | 2 | 10:00 | 196 | 315 | 2872 | 2219 | 413.56 | 2683.8 | 13814.32 | 4438 | 21349.68 | 47965.8 | 0.4451
2017-08-04 | 12:00 | N | 1 | 8.75 | 7.21 | 1.25 | 11:00 | 226 | 326 | 2842 | 1635 | 226 | 2852.5 | 20490.82 | 2043.75 | 25613.07 | 52135.15 | 0.49128
2017-08-04 | 13:00 | N | 1 | 10.94 | 14.35 | 3.42 | 12:00 | 222 | 319 | 2842 | 1635 | 222 | 3489.86 | 40782.7 | 5591.7 | 50086.26 | 55970.44 | 0.89487
2017-08-04 | 14:00 | N | 1.49 | 15.57 | 19.31 | 9 | 13:00 | 195 | 299 | 2842 | 1635 | 290.55 | 4655.43 | 54879.02 | 14715 | 74540 | 59052.02 | 1.2623
2017-08-04 | 15:00 | N | 2.11 | 20.53 | 25.7 | 4 | 14:00 | 205 | 237 | 2842 | 1635 | 432.55 | 4865.61 | 73039.4 | 6540 | 84877.56 | 61430.11 | 1.3817
2017-08-04 | 16:00 | N | 2.31 | 33.88 | 40 | 4 | 15:00 | 212 | 213 | 2842 | 1380 | 489.72 | 7216.44 | 113680 | 5520 | 126906.16 | 62827.19 | 2.0199
2017-08-04 | 17:00 | N | 2.61 | 15.54 | 23.46 | 4 | 16:00 | 191 | 237 | 2842 | 1380 | 498.51 | 3682.98 | 66673.32 | 5520 | 76374.81 | 63603.62 | 1.2008
2017-08-04 | 18:00 | N | 4.3 | 5.04 | 13.63 | 2.65 | 17:00 | 218 | 258 | 2842 | 1380 | 937.4 | 1300.32 | 38736.46 | 3657 | 44631.18 | 64240.17 | 0.69476
2017-08-04 | 19:00 | N | 2.21 | 6.16 | 10.64 | 1 | 18:00 | 240 | 365 | 2842 | 1380 | 530.4 | 2248.4 | 30238.88 | 1380 | 34397.68 | 63790.86 | 0.53923
2017-08-04 | 20:00 | N | 3.06 | 7.08 | 7.66 | 0.97 | 19:00 | 320 | 214 | 2842 | 1426 | 979.2 | 1515.12 | 21769.72 | 1383.22 | 25647.26 | 61615.9 | 0.41624
2017-08-04 | 21:00 | N | 3.5 | 5.95 | 5.89 | 0.97 | 20:00 | 322 | 178 | 2842 | 1426 | 1127 | 1059.1 | 16739.38 | 1383.22 | 20308.7 | 58859.49 | 0.34504
2017-08-04 | 22:00 | N | 6.72 | 6.51 | 5 | 0.97 | 21:00 | 337 | 173 | 2842 | 1426 | 2264.64 | 1126.23 | 14210 | 1383.22 | 18984.09 | 56667.72 | 0.33501
2017-08-04 | 23:00 | N | 11.81 | 4.89 | 3.61 | 0.12 | 22:00 | 394 | 194 | 2842 | 1426 | 4653.14 | 948.66 | 10259.62 | 171.12 | 16032.54 | 54575.1 | 0.29377
2017-08-04 | 24:00 | N | 8.11 | 3 | 1.51 | 0.12 | 23:00 | 389 | 265 | 2985 | 1111 | 3154.79 | 795 | 4507.35 | 133.32 | 8590.46 | 51251.23 | 0.16761
2017-08-05 | 1:00 | N | 10 | 4 | 1.55 | 0.12 | 24:00 | 362 | 243 | 2985 | 1111 | 3620 | 972 | 4626.75 | 133.32 | 9352.07 | 47648.47 | 0.19627
2017-08-05 | 2:00 | N | 5 | 2.55 | 1 | 0.12 | 1:00 | 294 | 212 | 2985 | 1111 | 1470 | 540.6 | 2985 | 133.32 | 5128.92 | 44352.38 | 0.11564
2017-08-05 | 3:00 | N | 3.5 | 2.2 | 1 | 0.5 | 2:00 | 236 | 179 | 2985 | 1111 | 826 | 393.8 | 2985 | 555.5 | 4760.3 | 41769.23 | 0.11397
2017-08-05 | 4:00 | N | 3.5 | 2 | 1 | 0.5 | 3:00 | 201 | 205 | 2985 | 1717 | 703.5 | 410 | 2985 | 858.5 | 4957 | 39937.59 | 0.12412
2017-08-05 | 5:00 | N | 3.11 | 2.2 | 1 | 0.5 | 4:00 | 185 | 205 | 2985 | 1717 | 575.35 | 451 | 2985 | 858.5 | 4869.85 | 38641.47 | 0.12603
2017-08-05 | 6:00 | N | 3.44 | 4 | 1 | 0.5 | 5:00 | 207 | 283 | 2985 | 1717 | 712.08 | 1132 | 2985 | 858.5 | 5687.58 | 37891.6 | 0.1501
2017-08-05 | 7:00 | N | 3.5 | 4 | 1 | 2.55 | 6:00 | 327 | 438 | 2985 | 1717 | 1144.5 | 1752 | 2985 | 4378.35 | 10259.85 | 37966.94 | 0.27023
2017-08-05 | 8:00 | N | 3.95 | 3.55 | 1 | 2.55 | 7:00 | 249 | 556 | 2872 | 2219 | 983.55 | 1973.8 | 2872 | 5658.45 | 11487.8 | 38446.93 | 0.2988
2017-08-05 | 9:00 | N | 5.16 | 4.34 | 1.34 | 3.34 | 8:00 | 256 | 306 | 2872 | 2219 | 1320.96 | 1328.04 | 3848.48 | 7411.46 | 13908.94 | 38924.15 | 0.35733
2017-08-05 | 10:00 | N | 3.5 | 5 | 1.77 | 3.4 | 9:00 | 156 | 343 | 2872 | 2219 | 546 | 1715 | 5083.44 | 7544.6 | 14889.04 | 41967.76 | 0.35477
2017-08-05 | 11:00 | N | 3.46 | 6 | 3.11 | 2 | 10:00 | 196 | 315 | 2872 | 2219 | 678.16 | 1890 | 8931.92 | 4438 | 15938.08 | 46342.1 | 0.34392
2017-08-05 | 12:00 | N | 1 | 7.07 | 4.07 | 3 | 11:00 | 226 | 326 | 2842 | 1635 | 226 | 2304.82 | 11566.94 | 4905 | 19002.76 | 50942.89 | 0.37302
2017-08-05 | 13:00 | N | 1 | 8.11 | 8.01 | 4 | 12:00 | 222 | 319 | 2842 | 1635 | 222 | 2587.09 | 22764.42 | 6540 | 32113.51 | 55072.91 | 0.58311
2017-08-05 | 14:00 | N | 1.33 | 11.76 | 11.76 | 5 | 13:00 | 195 | 299 | 2842 | 1635 | 259.35 | 3516.24 | 33421.92 | 8175 | 45372.51 | 57645.08 | 0.7871
2017-08-05 | 15:00 | N | 1.58 | 14.99 | 18.19 | 4 | 14:00 | 205 | 237 | 2842 | 1635 | 323.9 | 3552.63 | 51695.98 | 6540 | 62112.51 | 58911.34 | 1.0543
2017-08-05 | 16:00 | N | 2.03 | 21.48 | 26.92 | 4 | 15:00 | 212 | 213 | 2842 | 1380 | 430.36 | 4575.24 | 76506.64 | 5520 | 87032.24 | 60161.44 | 1.4466
2017-08-05 | 17:00 | N | 2.11 | 12.68 | 19.18 | 4 | 16:00 | 191 | 237 | 2842 | 1380 | 403.01 | 3005.16 | 54509.56 | 5520 | 63437.73 | 61736.36 | 1.0276
2017-08-05 | 18:00 | N | 3.5 | 6.2 | 10.07 | 4 | 17:00 | 218 | 258 | 2842 | 1380 | 763 | 1599.6 | 28618.94 | 5520 | 36501.54 | 62850.28 | 0.58077
2017-08-05 | 19:00 | N | 6 | 5 | 7.73 | 4 | 18:00 | 240 | 365 | 2842 | 1380 | 1440 | 1825 | 21968.66 | 5520 | 30753.66 | 62787.15 | 0.48981
2017-08-05 | 20:00 | N | 3.85 | 5.11 | 5.11 | 0.97 | 19:00 | 320 | 214 | 2842 | 1426 | 1232 | 1093.54 | 14522.62 | 1383.22 | 18231.38 | 61462.68 | 0.29663
2017-08-05 | 21:00 | N | 3.6 | 4 | 4 | 0.97 | 20:00 | 322 | 178 | 2842 | 1426 | 1159.2 | 712 | 11368 | 1383.22 | 14622.42 | 59075.82 | 0.24752
2017-08-05 | 22:00 | N | 7 | 5.07 | 3.07 | 0.97 | 21:00 | 337 | 173 | 2842 | 1426 | 2359 | 877.11 | 8724.94 | 1383.22 | 13344.27 | 57400.1 | 0.23248
2017-08-05 | 23:00 | N | 30.82 | 5 | 3 | 0.12 | 22:00 | 394 | 194 | 2842 | 1426 | 12143.08 | 970 | 8526 | 171.12 | 21810.2 | 55748.28 | 0.39123
2017-08-05 | 24:00 | N | 30 | 3.11 | 1.15 | 0.12 | 23:00 | 389 | 265 | 2985 | 1111 | 11670 | 824.15 | 3432.75 | 133.32 | 16060.22 | 52812.98 | 0.3041
2017-08-06 | 1:00 | N | 15 | 4 | 1.01 | 0.01 | 24:00 | 362 | 243 | 2985 | 1111 | 5430 | 972 | 3014.85 | 11.11 | 9427.96 | 49662.65 | 0.18984
2017-08-06 | 2:00 | N | 5.78 | 2.4 | 1 | 0.01 | 1:00 | 294 | 212 | 2985 | 1111 | 1699.32 | 508.8 | 2985 | 11.11 | 5204.23 | 46650.02 | 0.11156
2017-08-06 | 3:00 | N | 5 | 2.11 | 1 | 0.45 | 2:00 | 236 | 179 | 2985 | 1111 | 1180 | 377.69 | 2985 | 499.95 | 5042.64 | 44184.56 | 0.11413
2017-08-06 | 4:00 | N | 5 | 2.07 | 1 | 0.45 | 3:00 | 201 | 205 | 2985 | 1717 | 1005 | 424.35 | 2985 | 772.65 | 5187 | 42326.11 | 0.12255
2017-08-06 | 5:00 | N | 3.5 | 2.43 | 1 | 0.45 | 4:00 | 185 | 205 | 2985 | 1717 | 647.5 | 498.15 | 2985 | 772.65 | 4903.3 | 40902.85 | 0.11988
2017-08-06 | 6:00 | N | 3.77 | 4 | 1 | 0.45 | 5:00 | 207 | 283 | 2985 | 1717 | 780.39 | 1132 | 2985 | 772.65 | 5670.04 | 39985.21 | 0.1418
2017-08-06 | 7:00 | N | 6.6 | 8.61 | 1 | 1 | 6:00 | 327 | 438 | 2985 | 1717 | 2158.2 | 3771.18 | 2985 | 1717 | 10631.38 | 39642.46 | 0.26818
2017-08-06 | 8:00 | N | 6.61 | 3.38 | 1 | 1 | 7:00 | 249 | 556 | 2872 | 2219 | 1645.89 | 1879.28 | 2872 | 2219 | 8616.17 | 39633.05 | 0.2174
2017-08-06 | 9:00 | N | 4.73 | 4.01 | 1.01 | 2 | 8:00 | 256 | 306 | 2872 | 2219 | 1210.88 | 1227.06 | 2900.72 | 4438 | 9776.66 | 39753.32 | 0.24593
2017-08-06 | 10:00 | N | 3.5 | 4 | 2.72 | 2.55 | 9:00 | 156 | 343 | 2872 | 2219 | 546 | 1372 | 7811.84 | 5658.45 | 15388.29 | 42084.97 | 0.36565
2017-08-06 | 11:00 | N | 2.01 | 6 | 3 | 0.99 | 10:00 | 196 | 315 | 2872 | 2219 | 393.96 | 1890 | 8616 | 2196.81 | 13096.77 | 45510.25 | 0.28778
2017-08-06 | 12:00 | N | 1 | 7.36 | 4.36 | 2 | 11:00 | 226 | 326 | 2842 | 1635 | 226 | 2399.36 | 12391.12 | 3270 | 18286.48 | 49307.9 | 0.37086
2017-08-06 | 13:00 | N | 1 | 8.47 | 6.04 | 4 | 12:00 | 222 | 319 | 2842 | 1635 | 222 | 2701.93 | 17165.68 | 6540 | 26629.61 | 52940.43 | 0.50301
2017-08-06 | 14:00 | N | 1.04 | 11.45 | 11.45 | 3.01 | 13:00 | 195 | 299 | 2842 | 1635 | 202.8 | 3423.55 | 32540.9 | 4921.35 | 41088.6 | 56046.86 | 0.73311
2017-08-06 | 15:00 | N | 1 | 18.99 | 20 | 4 | 14:00 | 205 | 237 | 2842 | 1635 | 205 | 4500.63 | 56840 | 6540 | 68085.63 | 58584.21 | 1.1622
2017-08-06 | 16:00 | N | 1.8 | 27.43 | 32.43 | 4 | 15:00 | 212 | 213 | 2842 | 1380 | 381.6 | 5842.59 | 92166.06 | 5520 | 103910.25 | 60347.39 | 1.7219
2017-08-06 | 17:00 | N | 2 | 30.85 | 35.25 | 4 | 16:00 | 191 | 237 | 2842 | 1380 | 382 | 7311.45 | 100180.5 | 5520 | 113393.95 | 61087.51 | 1.8563
2017-08-06 | 18:00 | N | 2 | 8.5 | 12.55 | 3.17 | 17:00 | 218 | 258 | 2842 | 1380 | 436 | 2193 | 35667.1 | 4374.6 | 42670.7 | 61445.2 | 0.69445
2017-08-06 | 19:00 | N | 2.11 | 5.14 | 7.8 | 4 | 18:00 | 240 | 365 | 2842 | 1380 | 506.4 | 1876.1 | 22167.6 | 5520 | 30070.1 | 61245.43 | 0.49098
2017-08-06 | 20:00 | N | 3.11 | 5.95 | 6.8 | 0.97 | 19:00 | 320 | 214 | 2842 | 1426 | 995.2 | 1273.3 | 19325.6 | 1383.22 | 22977.32 | 60021.31 | 0.38282
2017-08-06 | 21:00 | N | 3.5 | 5.24 | 7.33 | 0.97 | 20:00 | 322 | 178 | 2842 | 1426 | 1127 | 932.72 | 20831.86 | 1383.22 | 24274.8 | 58318.71 | 0.41624
2017-08-06 | 22:00 | N | 5 | 9.36 | 6 | 0.97 | 21:00 | 337 | 173 | 2842 | 1426 | 1685 | 1619.28 | 17052 | 1383.22 | 21739.5 | 57104.04 | 0.3807
2017-08-06 | 23:00 | N | 13.43 | 5.36 | 3.74 | 0.01 | 22:00 | 394 | 194 | 2842 | 1426 | 5291.42 | 1039.84 | 10629.08 | 14.26 | 16974.6 | 55169.56 | 0.30768
2017-08-06 | 24:00 | N | 20 | 3.43 | 3 | 0.01 | 23:00 | 389 | 265 | 2985 | 1111 | 7780 | 908.95 | 8955 | 11.11 | 17655.06 | 51824.61 | 0.34067
2017-08-07 | 1:00 | N | 10 | 4.46 | 3.51 | 0.01 | 24:00 | 362 | 243 | 2985 | 1111 | 3620 | 1083.78 | 10477.35 | 11.11 | 15192.24 | 47843.38 | 0.31754
2017-08-07 | 2:00 | N | 5 | 2.4 | 2.35 | 0.01 | 1:00 | 294 | 212 | 2985 | 1111 | 1470 | 508.8 | 7014.75 | 11.11 | 9004.66 | 44784.9 | 0.20106
2017-08-07 | 3:00 | N | 3.5 | 2.4 | 1.72 | 0.58 | 2:00 | 236 | 179 | 2985 | 1111 | 826 | 429.6 | 5134.2 | 644.38 | 7034.18 | 42639.97 | 0.16497
2017-08-07 | 4:00 | N | 3.11 | 2.11 | 1.51 | 0.5 | 3:00 | 201 | 205 | 2985 | 1717 | 625.11 | 432.55 | 4507.35 | 858.5 | 6423.51 | 41186.36 | 0.15596
2017-08-07 | 5:00 | N | 2.11 | 2.4 | 1.51 | 0.5 | 4:00 | 185 | 205 | 2985 | 1717 | 390.35 | 492 | 4507.35 | 858.5 | 6248.2 | 40349.31 | 0.15485
2017-08-07 | 6:00 | N | 2.61 | 4.69 | 2.06 | 0.61 | 5:00 | 207 | 283 | 2985 | 1717 | 540.27 | 1327.27 | 6149.1 | 1047.37 | 9064.01 | 40291.67 | 0.22496
2017-08-07 | 7:00 | N | 2.61 | 5.65 | 2.38 | 2.55 | 6:00 | 327 | 438 | 2985 | 1717 | 853.47 | 2474.7 | 7104.3 | 4378.35 | 14810.82 | 41399.44 | 0.35775
2017-08-07 | 8:00 | N | 3.44 | 4 | 3 | 3 | 7:00 | 249 | 556 | 2872 | 2219 | 856.56 | 2224 | 8616 | 6657 | 18353.56 | 43253.25 | 0.42433
2017-08-07 | 9:00 | N | 3.46 | 6 | 4.33 | 4 | 8:00 | 256 | 306 | 2872 | 2219 | 885.76 | 1836 | 12435.76 | 8876 | 24033.52 | 43481.58 | 0.55273
2017-08-07 | 10:00 | N | 2.61 | 7 | 5.24 | 4.9 | 9:00 | 156 | 343 | 2872 | 2219 | 407.16 | 2401 | 15049.28 | 10873.1 | 28730.54 | 44692.66 | 0.64285
2017-08-07 | 11:00 | N | 1.02 | 9.24 | 7.25 | 1.62 | 10:00 | 196 | 315 | 2872 | 2219 | 199.92 | 2910.6 | 20822 | 3594.78 | 27527.3 | 46515.05 | 0.59179
2017-08-07 | 12:00 | N | 1 | 10.89 | 7.89 | 1.62 | 11:00 | 226 | 326 | 2842 | 1635 | 226 | 3550.14 | 22423.38 | 2648.7 | 28848.22 | 48359.21 | 0.59654
2017-08-07 | 13:00 | N | 1.07 | 10.1 | 10.1 | 1 | 12:00 | 222 | 319 | 2842 | 1635 | 237.54 | 3221.9 | 28704.2 | 1635 | 33798.64 | 50083.28 | 0.67485
2017-08-07 | 14:00 | N | 1.6 | 19.31 | 20.66 | 4.9 | 13:00 | 195 | 299 | 2842 | 1635 | 312 | 5773.69 | 58715.72 | 8011.5 | 72812.91 | 51294.37 | 1.4195
2017-08-07 | 15:00 | N | 1.59 | 16.38 | 16.69 | 4 | 14:00 | 205 | 237 | 2842 | 1635 | 325.95 | 3882.06 | 47432.98 | 6540 | 58180.99 | 52303.7 | 1.1124
2017-08-07 | 16:00 | N | 2.31 | 17.46 | 19.21 | 0.99 | 15:00 | 212 | 213 | 2842 | 1380 | 489.72 | 3718.98 | 54594.82 | 1366.2 | 60169.72 | 53417.34 | 1.1264
2017-08-07 | 17:00 | N | 2.18 | 11.53 | 14.05 | 2.12 | 16:00 | 191 | 237 | 2842 | 1380 | 416.38 | 2732.61 | 39930.1 | 2925.6 | 46004.69 | 54740.95 | 0.84041
2017-08-07 | 18:00 | N | 2.31 | 5 | 8.94 | 4 | 17:00 | 218 | 258 | 2842 | 1380 | 503.58 | 1290 | 25407.48 | 5520 | 32721.06 | 55547.76 | 0.58906
2017-08-07 | 19:00 | N | 2.31 | 6.45 | 8.23 | 4 | 18:00 | 240 | 365 | 2842 | 1380 | 554.4 | 2354.25 | 23389.66 | 5520 | 31818.31 | 55505.45 | 0.57325
2017-08-07 | 20:00 | N | 3.5 | 8 | 7.45 | 1.58 | 19:00 | 320 | 214 | 2842 | 1426 | 1120 | 1712 | 21172.9 | 2253.08 | 26257.98 | 54435.25 | 0.48237
2017-08-07 | 21:00 | N | 3.5 | 5.55 | 5.33 | 1.21 | 20:00 | 322 | 178 | 2842 | 1426 | 1127 | 987.9 | 15147.86 | 1725.46 | 18988.22 | 52639.03 | 0.36073
2017-08-07 | 22:00 | N | 5 | 7.54 | 5.52 | 0.97 | 21:00 | 337 | 173 | 2842 | 1426 | 1685 | 1304.42 | 15687.84 | 1383.22 | 20060.48 | 51802.37 | 0.38725
2017-08-07 | 23:00 | N | 12 | 5.55 | 3.81 | 0.01 | 22:00 | 394 | 194 | 2842 | 1426 | 4728 | 1076.7 | 10828.02 | 14.26 | 16646.98 | 50399.53 | 0.3303
2017-08-07 | 24:00 | N | 20 | 3.4 | 1.86 | 0.01 | 23:00 | 389 | 265 | 2985 | 1111 | 7780 | 901 | 5552.1 | 11.11 | 14244.21 | 47220.82 | 0.30165
2017-08-08 | 1:00 | N | 3.5 | 2.61 | 1 | 0.12 | 24:00 | 362 | 243 | 2985 | 1111 | 1267 | 634.23 | 2985 | 133.32 | 5019.55 | 43637.61 | 0.11503
2017-08-08 | 2:00 | N | 2.61 | 1 | 1 | 0.12 | 1:00 | 294 | 212 | 2985 | 1111 | 767.34 | 212 | 2985 | 133.32 | 4097.66 | 40552.43 | 0.10105
2017-08-08 | 3:00 | N | 1 | 1 | 1 | 0.45 | 2:00 | 236 | 179 | 2985 | 1111 | 236 | 179 | 2985 | 499.95 | 3899.95 | 38364.57 | 0.10165
2017-08-08 | 4:00 | N | 1 | 1 | 1 | 0.45 | 3:00 | 201 | 205 | 2985 | 1717 | 201 | 205 | 2985 | 772.65 | 4163.65 | 36956 | 0.11267
2017-08-08 | 5:00 | N | 0.17 | 1 | 1 | 0.45 | 4:00 | 185 | 205 | 2985 | 1717 | 31.45 | 205 | 2985 | 772.65 | 3994.1 | 36177.06 | 0.1104
2017-08-08 | 6:00 | N | 0.53 | 3.18 | 1 | 0.5 | 5:00 | 207 | 283 | 2985 | 1717 | 109.71 | 899.94 | 2985 | 858.5 | 4853.15 | 36293.16 | 0.13372
2017-08-08 | 7:00 | N | 1 | 4 | 1.15 | 2.55 | 6:00 | 327 | 438 | 2985 | 1717 | 327 | 1752 | 3432.75 | 4378.35 | 9890.1 | 37687.7 | 0.26242
2017-08-08 | 8:00 | N | 2.11 | 3.55 | 2.11 | 2.55 | 7:00 | 249 | 556 | 2872 | 2219 | 525.39 | 1973.8 | 6059.92 | 5658.45 | 14217.56 | 39911.59 | 0.35623
2017-08-08 | 9:00 | N | 2.11 | 4 | 2.61 | 3 | 8:00 | 256 | 306 | 2872 | 2219 | 540.16 | 1224 | 7495.92 | 6657 | 15917.08 | 40689.37 | 0.39119
2017-08-08 | 10:00 | N | 2.42 | 5.92 | 4.18 | 4.32 | 9:00 | 156 | 343 | 2872 | 2219 | 377.52 | 2030.56 | 12004.96 | 9586.08 | 23999.12 | 42210.17 | 0.56856
2017-08-08 | 11:00 | N | 2.12 | 7 | 3.98 | 2.24 | 10:00 | 196 | 315 | 2872 | 2219 | 415.52 | 2205 | 11430.56 | 4970.56 | 19021.64 | 44468.63 | 0.42775
2017-08-08 | 12:00 | N | 0.73 | 9.46 | 5.54 | 2.24 | 11:00 | 226 | 326 | 2842 | 1635 | 164.98 | 3083.96 | 15744.68 | 3662.4 | 22656.02 | 46971.9 | 0.48233
2017-08-08 | 13:00 | N | 1 | 10.07 | 8.78 | 1 | 12:00 | 222 | 319 | 2842 | 1635 | 222 | 3212.33 | 24952.76 | 1635 | 30022.09 | 49458.86 | 0.60701
2017-08-08 | 14:00 | N | 1.05 | 15 | 15 | 4.67 | 13:00 | 195 | 299 | 2842 | 1635 | 204.75 | 4485 | 42630 | 7635.45 | 54955.2 | 51879.09 | 1.0593
2017-08-08 | 15:00 | N | 1.43 | 13.73 | 14.99 | 3.82 | 14:00 | 205 | 237 | 2842 | 1635 | 293.15 | 3254.01 | 42601.58 | 6245.7 | 52394.44 | 54165.98 | 0.96729
2017-08-08 | 16:00 | N | 2.07 | 16.45 | 20.29 | 4 | 15:00 | 212 | 213 | 2842 | 1380 | 438.84 | 3503.85 | 57664.18 | 5520 | 67126.87 | 55767.53 | 1.2037
2017-08-08 | 17:00 | N | 1.87 | 14.25 | 19.82 | 4 | 16:00 | 191 | 237 | 2842 | 1380 | 357.17 | 3377.25 | 56328.44 | 5520 | 65582.86 | 57292.08 | 1.1447
2017-08-08 | 18:00 | N | 1.97 | 6.49 | 13.59 | 3.17 | 17:00 | 218 | 258 | 2842 | 1380 | 429.46 | 1674.42 | 38622.78 | 4374.6 | 45101.26 | 58288.22 | 0.77376
2017-08-08 | 19:00 | N | 3 | 7.68 | 9.35 | 4 | 18:00 | 240 | 365 | 2842 | 1380 | 720 | 2803.2 | 26572.7 | 5520 | 35615.9 | 58313.05 | 0.61077
2017-08-08 | 20:00 | N | 2.61 | 8.22 | 7.26 | 1.34 | 19:00 | 320 | 214 | 2842 | 1426 | 835.2 | 1759.08 | 20632.92 | 1910.84 | 25138.04 | 57001.76 | 0.441
2017-08-08 | 21:00 | N | 3.5 | 4 | 5.39 | 1.37 | 20:00 | 322 | 178 | 2842 | 1426 | 1127 | 712 | 15318.38 | 1953.62 | 19111 | 54976.54 | 0.34762
2017-08-08 | 22:00 | N | 5 | 7.75 | 6.28 | 1.18 | 21:00 | 337 | 173 | 2842 | 1426 | 1685 | 1340.75 | 17847.76 | 1682.68 | 22556.19 | 53532.37 | 0.42136
2017-08-08 | 23:00 | N | 20 | 4.63 | 3.4 | 0.12 | 22:00 | 394 | 194 | 2842 | 1426 | 7880 | 898.22 | 9662.8 | 171.12 | 18612.14 | 51837.5 | 0.35905
2017-08-08 | 24:00 | N | 5 | 3 | 1.81 | 0.12 | 23:00 | 389 | 265 | 2985 | 1111 | 1945 | 795 | 5402.85 | 133.32 | 8276.17 | 48288.7 | 0.17139
2017-08-09 | 1:00 | N | 3.5 | 2.4 | 1 | 0.12 | 24:00 | 362 | 243 | 2985 | 1111 | 1267 | 583.2 | 2985 | 133.32 | 4968.52 | 44285.39 | 0.11219
2017-08-09 | 2:00 | N | 2.99 | 1.2 | 1 | 0.04 | 1:00 | 294 | 212 | 2985 | 1111 | 879.06 | 254.4 | 2985 | 44.44 | 4162.9 | 41024.84 | 0.10147
2017-08-09 | 3:00 | N | 1 | 1 | 1 | 0.45 | 2:00 | 236 | 179 | 2985 | 1111 | 236 | 179 | 2985 | 499.95 | 3899.95 | 38809.05 | 0.10049
2017-08-09 | 4:00 | N | 1 | 1 | 1 | 0.45 | 3:00 | 201 | 205 | 2985 | 1717 | 201 | 205 | 2985 | 772.65 | 4163.65 | 37253.25 | 0.11177
2017-08-09 | 5:00 | N | 0.08 | 1.2 | 1 | 0.45 | 4:00 | 185 | 205 | 2985 | 1717 | 14.8 | 246 | 2985 | 772.65 | 4018.45 | 36345.14 | 0.11056
2017-08-09 | 6:00 | N | 0.48 | 2.57 | 1 | 0.5 | 5:00 | 207 | 283 | 2985 | 1717 | 99.36 | 727.31 | 2985 | 858.5 | 4670.17 | 36355.31 | 0.12846
2017-08-09 | 7:00 | N | 1 | 4 | 1.01 | 3 | 6:00 | 327 | 438 | 2985 | 1717 | 327 | 1752 | 3014.85 | 5151 | 10244.85 | 37569.67 | 0.27269
2017-08-09 | 8:00 | N | 2 | 2.63 | 2.11 | 2.55 | 7:00 | 249 | 556 | 2872 | 2219 | 498 | 1462.28 | 6059.92 | 5658.45 | 13678.65 | 39854.7 | 0.34321
2017-08-09 | 9:00 | N | 2 | 4 | 2.22 | 3 | 8:00 | 256 | 306 | 2872 | 2219 | 512 | 1224 | 6375.84 | 6657 | 14768.84 | 40809.15 | 0.3619
2017-08-09 | 10:00 | N | 1 | 5.86 | 3.27 | 4.26 | 9:00 | 156 | 343 | 2872 | 2219 | 156 | 2009.98 | 9391.44 | 9452.94 | 21010.36 | 42745.38 | 0.49152
2017-08-09 | 11:00 | N | 1 | 7 | 4.67 | 2.14 | 10:00 | 196 | 315 | 2872 | 2219 | 196 | 2205 | 13412.24 | 4748.66 | 20561.9 | 45893.23 | 0.44804
2017-08-09 | 12:00 | N | 0.68 | 9.18 | 6.43 | 3 | 11:00 | 226 | 326 | 2842 | 1635 | 153.68 | 2992.68 | 18274.06 | 4905 | 26325.42 | 49307.29 | 0.53391
2017-08-09 | 13:00 | N | 0.87 | 8 | 8 | 3.9 | 12:00 | 222 | 319 | 2842 | 1635 | 193.14 | 2552 | 22736 | 6376.5 | 31857.64 | 52745.72 | 0.60399
2017-08-09 | 14:00 | N | 1 | 12.17 | 13.02 | 5 | 13:00 | 195 | 299 | 2842 | 1635 | 195 | 3638.83 | 37002.84 | 8175 | 49011.67 | 55711.64 | 0.87974
2017-08-09 | 15:00 | N | 1 | 16.34 | 20.04 | 3.9 | 14:00 | 205 | 237 | 2842 | 1635 | 205 | 3872.58 | 56953.68 | 6376.5 | 67407.76 | 58526.5 | 1.1517
2017-08-09 | 16:00 | N | 2 | 19.89 | 24.89 | 3.9 | 15:00 | 212 | 213 | 2842 | 1380 | 424 | 4236.57 | 70737.38 | 5382 | 80779.95 | 60920 | 1.326
2017-08-09 | 17:00 | N | 2.11 | 22.46 | 27.46 | 3.9 | 16:00 | 191 | 237 | 2842 | 1380 | 403.01 | 5323.02 | 78041.32 | 5382 | 89149.35 | 62451.11 | 1.4275
2017-08-09 | 18:00 | N | 2.11 | 12.53 | 17.53 | 3.9 | 17:00 | 218 | 258 | 2842 | 1380 | 459.98 | 3232.74 | 49820.26 | 5382 | 58894.98 | 63408.7 | 0.92882
2017-08-09 | 19:00 | N | 2.11 | 5 | 8.16 | 3.9 | 18:00 | 240 | 365 | 2842 | 1380 | 506.4 | 1825 | 23190.72 | 5382 | 30904.12 | 63294.82 | 0.48826
2017-08-09 | 20:00 | N | 2.11 | 6.46 | 7.31 | 1.38 | 19:00 | 320 | 214 | 2842 | 1426 | 675.2 | 1382.44 | 20775.02 | 1967.88 | 24800.54 | 61867.91 | 0.40086
2017-08-09 | 21:00 | N | 2.61 | 5.15 | 7.29 | 1.38 | 20:00 | 322 | 178 | 2842 | 1426 | 840.42 | 916.7 | 20718.18 | 1967.88 | 24443.18 | 59458.68 | 0.4111
2017-08-09 | 22:00 | N | 5 | 6.93 | 5.44 | 1.36 | 21:00 | 337 | 173 | 2842 | 1426 | 1685 | 1198.89 | 15460.48 | 1939.36 | 20283.73 | 57661.08 | 0.35178
2017-08-09 | 23:00 | N | 11.75 | 4.61 | 3.08 | 0.12 | 22:00 | 394 | 194 | 2842 | 1426 | 4629.5 | 894.34 | 8753.36 | 171.12 | 14448.32 | 55571.17 | 0.26
2017-08-09 | 24:00 | N | 5 | 2.8 | 1.55 | 0.12 | 23:00 | 389 | 265 | 2985 | 1111 | 1945 | 742 | 4626.75 | 133.32 | 7447.07 | 51710.27 | 0.14402
2017-08-10 | 1:00 | N | 3.5 | 2.4 | 1 | 0.1 | 24:00 | 362 | 243 | 2985 | 1111 | 1267 | 583.2 | 2985 | 111.1 | 4946.3 | 47572.92 | 0.10397
2017-08-10 | 2:00 | N | 2.88 | 1 | 1 | 0.01 | 1:00 | 294 | 212 | 2985 | 1111 | 846.72 | 212 | 2985 | 11.11 | 4054.83 | 44154.43 | 0.091833
2017-08-10 | 3:00 | N | 1.01 | 1 | 1 | 0.45 | 2:00 | 236 | 179 | 2985 | 1111 | 238.36 | 179 | 2985 | 499.95 | 3902.31 | 41680.25 | 0.093625
2017-08-10 | 4:00 | N | 1 | 1 | 1 | 0.5 | 3:00 | 201 | 205 | 2985 | 1717 | 201 | 205 | 2985 | 858.5 | 4249.5 | 39914.46 | 0.10647
2017-08-10 | 5:00 | N | 0.15 | 1.2 | 1 | 0.5 | 4:00 | 185 | 205 | 2985 | 1717 | 27.75 | 246 | 2985 | 858.5 | 4117.25 | 38848.75 | 0.10598
2017-08-10 | 6:00 | N | 0.22 | 2.4 | 1 | 0.5 | 5:00 | 207 | 283 | 2985 | 1717 | 45.54 | 679.2 | 2985 | 858.5 | 4568.24 | 38592.91 | 0.11837
2017-08-10 | 7:00 | N | 1 | 2.5 | 2 | 2 | 6:00 | 327 | 438 | 2985 | 1717 | 327 | 1095 | 5970 | 3434 | 10826 | 39703.48 | 0.27267
2017-08-10 | 8:00 | N | 1.73 | 2.5 | 2.24 | 2.24 | 7:00 | 249 | 556 | 2872 | 2219 | 430.77 | 1390 | 6433.28 | 4970.56 | 13224.61 | 41805.73 | 0.31633
2017-08-10 | 9:00 | N | 1 | 2.77 | 2.86 | 3 | 8:00 | 256 | 306 | 2872 | 2219 | 256 | 847.62 | 8213.92 | 6657 | 15974.54 | 42647.34 | 0.37457
2017-08-10 | 10:00 | N | 1 | 4.42 | 4.08 | 3.9 | 9:00 | 156 | 343 | 2872 | 2219 | 156 | 1516.06 | 11717.76 | 8654.1 | 22043.92 | 45202.99 | 0.48767
2017-08-10 | 11:00 | N | 1 | 5.4 | 5.4 | 3 | 10:00 | 196 | 315 | 2872 | 2219 | 196 | 1701 | 15508.8 | 6657 | 24062.8 | 48997.28 | 0.4911
2017-08-10 | 12:00 | N | 1 | 8.76 | 8.25 | 2 | 11:00 | 226 | 326 | 2842 | 1635 | 226 | 2855.76 | 23446.5 | 3270 | 29798.26 | 53214.74 | 0.55996
2017-08-10 | 13:00 | N | 1 | 9.89 | 9.79 | 2.93 | 12:00 | 222 | 319 | 2842 | 1635 | 222 | 3154.91 | 27823.18 | 4790.55 | 35990.64 | 57028.8 | 0.6311
2017-08-10 | 14:00 | N | 1 | 15.5 | 19.01 | 10.11 | 13:00 | 195 | 299 | 2842 | 1635 | 195 | 4634.5 | 54026.42 | 16529.85 | 75385.77 | 60216.41 | 1.2519
2017-08-10 | 15:00 | N | 1 | 20.04 | 25.25 | 3.9 | 14:00 | 205 | 237 | 2842 | 1635 | 205 | 4749.48 | 71760.5 | 6376.5 | 83091.48 | 63202.97 | 1.3147
2017-08-10 | 16:00 | N | 1 | 28.14 | 31.78 | 3.9 | 15:00 | 212 | 213 | 2842 | 1380 | 212 | 5993.82 | 90318.76 | 5382 | 101906.58 | 65508.31 | 1.5556
2017-08-10 | 17:00 | N | 2.11 | 23.73 | 30 | 3.9 | 16:00 | 191 | 237 | 2842 | 1380 | 403.01 | 5624.01 | 85260 | 5382 | 96669.02 | 66817.25 | 1.4468
2017-08-10 | 18:00 | N | 2.29 | 10.24 | 15.25 | 3.9 | 17:00 | 218 | 258 | 2842 | 1380 | 499.22 | 2641.92 | 43340.5 | 5382 | 51863.64 | 67157.96 | 0.77226
2017-08-10 | 19:00 | N | 2.11 | 5.65 | 10.69 | 3.55 | 18:00 | 240 | 365 | 2842 | 1380 | 506.4 | 2062.25 | 30380.98 | 4899 | 37848.63 | 66318.83 | 0.57071
2017-08-10 | 20:00 | N | 2.11 | 5.8 | 8.43 | 0.99 | 19:00 | 320 | 214 | 2842 | 1426 | 675.2 | 1241.2 | 23958.06 | 1411.74 | 27286.2 | 64382.82 | 0.42381
2017-08-10 | 21:00 | N | 2.61 | 5.87 | 8.85 | 0.99 | 20:00 | 322 | 178 | 2842 | 1426 | 840.42 | 1044.86 | 25151.7 | 1411.74 | 28448.72 | 61777.29 | 0.4605
2017-08-10 | 22:00 | N | 5 | 5.79 | 7.39 | 0.99 | 21:00 | 337 | 173 | 2842 | 1426 | 1685 | 1001.67 | 21002.38 | 1411.74 | 25100.79 | 60090.16 | 0.41772
2017-08-10 | 23:00 | N | 8.61 | 5.02 | 3.84 | 0.12 | 22:00 | 394 | 194 | 2842 | 1426 | 3392.34 | 973.88 | 10913.28 | 171.12 | 15450.62 | 57941.56 | 0.26666
2017-08-10 | 24:00 | N | 5 | 3 | 1.15 | 0.12 | 23:00 | 389 | 265 | 2985 | 1111 | 1945 | 795 | 3432.75 | 133.32 | 6306.07 | 53935.54 | 0.11692
2017-08-11 | 1:00 | N | 3.5 | 2.4 | 1.15 | 0.1 | 24:00 | 362 | 243 | 2985 | 1111 | 1267 | 583.2 | 3432.75 | 111.1 | 5394.05 | 49894.82 | 0.10811
2017-08-11 | 2:00 | N | 3.11 | 1.33 | 1 | 0.01 | 1:00 | 294 | 212 | 2985 | 1111 | 914.34 | 281.96 | 2985 | 11.11 | 4192.41 | 46492.95 | 0.090173
2017-08-11 | 3:00 | N | 2.11 | 1 | 1 | 0.5 | 2:00 | 236 | 179 | 2985 | 1111 | 497.96 | 179 | 2985 | 555.5 | 4217.46 | 43981.21 | 0.095892
2017-08-11 | 4:00 | N | 1.22 | 1 | 1 | 0.5 | 3:00 | 201 | 205 | 2985 | 1717 | 245.22 | 205 | 2985 | 858.5 | 4293.72 | 42075.46 | 0.10205
2017-08-11 | 5:00 | N | 1 | 1.54 | 1.01 | 0.5 | 4:00 | 185 | 205 | 2985 | 1717 | 185 | 315.7 | 3014.85 | 858.5 | 4374.05 | 40786.63 | 0.10724
2017-08-11 | 6:00 | N | 1 | 2.41 | 1.01 | 0.5 | 5:00 | 207 | 283 | 2985 | 1717 | 207 | 682.03 | 3014.85 | 858.5 | 4762.38 | 40483.89 | 0.11764
2017-08-11 | 7:00 | N | 2 | 3.55 | 2 | 2.55 | 6:00 | 327 | 438 | 2985 | 1717 | 654 | 1554.9 | 5970 | 4378.35 | 12557.25 | 41382.59 | 0.30344
2017-08-11 | 8:00 | N | 2.07 | 2.53 | 2.11 | 2.52 | 7:00 | 249 | 556 | 2872 | 2219 | 515.43 | 1406.68 | 6059.92 | 5591.88 | 13573.91 | 43180.77 | 0.31435
2017-08-11 | 9:00 | N | 2.61 | 3.97 | 3 | 3 | 8:00 | 256 | 306 | 2872 | 2219 | 668.16 | 1214.82 | 8616 | 6657 | 17155.98 | 43912.25 | 0.39069
2017-08-11 | 10:00 | N | 2.61 | 5.97 | 5 | 4.55 | 9:00 | 156 | 343 | 2872 | 2219 | 407.16 | 2047.71 | 14360 | 10096.45 | 26911.32 | 46200.53 | 0.58249
2017-08-11 | 11:00 | N | 2.61 | 8.14 | 8.14 | 2.14 | 10:00 | 196 | 315 | 2872 | 2219 | 511.56 | 2564.1 | 23378.08 | 4748.66 | 31202.4 | 49658.18 | 0.62834
2017-08-11 | 12:00 | N | 1.31 | 9.49 | 8.77 | 1.29 | 11:00 | 226 | 326 | 2842 | 1635 | 296.06 | 3093.74 | 24924.34 | 2109.15 | 30423.29 | 53678.76 | 0.56677
2017-08-11 | 13:00 | N | 1.38 | 13.5 | 14.35 | 5.58 | 12:00 | 222 | 319 | 2842 | 1635 | 306.36 | 4306.5 | 40782.7 | 9123.3 | 54518.86 | 57383.48 | 0.95008
2017-08-11 | 14:00 | N | 2 | 23.48 | 27.72 | 16.33 | 13:00 | 195 | 299 | 2842 | 1635 | 390 | 7020.52 | 78780.24 | 26699.55 | 112890.31 | 60883.38 | 1.8542
2017-08-11 | 15:00 | N | 1 | 31.72 | 37.02 | 20.27 | 14:00 | 205 | 237 | 2842 | 1635 | 205 | 7517.64 | 105210.84 | 33141.45 | 146074.93 | 64290.11 | 2.2721
2017-08-11 | 16:00 | N | 2.21 | 54.66 | 63.75 | 38.72 | 15:00 | 212 | 213 | 2842 | 1380 | 468.52 | 11642.58 | 181177.5 | 53433.6 | 246722.2 | 66677.77 | 3.7002
2017-08-11 | 17:00 | N | 3 | 35.81 | 44.46 | 29.06 | 16:00 | 191 | 237 | 2842 | 1380 | 573 | 8486.97 | 126355.32 | 40102.8 | 175518.09 | 67053.98 | 2.6176
2017-08-11 | 18:00 | N | 2.21 | 16.08 | 22.2 | 12 | 17:00 | 218 | 258 | 2842 | 1380 | 481.78 | 4148.64 | 63092.4 | 16560 | 84282.82 | 67170.44 | 1.2548
2017-08-11 | 19:00 | N | 2.11 | 8.11 | 12.99 | 5 | 18:00 | 240 | 365 | 2842 | 1380 | 506.4 | 2960.15 | 36917.58 | 6900 | 47284.13 | 66907.37 | 0.70671
2017-08-11 | 20:00 | N | 2 | 5.75 | 9.82 | 1.91 | 19:00 | 320 | 214 | 2842 | 1426 | 640 | 1230.5 | 27908.44 | 2723.66 | 32502.6 | 65482.57 | 0.49635
2017-08-11 | 21:00 | N | 2.61 | 5.65 | 9.26 | 1.19 | 20:00 | 322 | 178 | 2842 | 1426 | 840.42 | 1005.7 | 26316.92 | 1696.94 | 29859.98 | 62632.17 | 0.47675
2017-08-11 | 22:00 | N | 5 | 7.72 | 8.25 | 1.14 | 21:00 | 337 | 173 | 2842 | 1426 | 1685 | 1335.56 | 23446.5 | 1625.64 | 28092.7 | 60281.36 | 0.46603
2017-08-11 | 23:00 | N | 8.61 | 5.93 | 5.04 | 0.12 | 22:00 | 394 | 194 | 2842 | 1426 | 3392.34 | 1150.42 | 14323.68 | 171.12 | 19037.56 | 57939.18 | 0.32858
2017-08-11 | 24:00 | N | 5 | 3.26 | 2.23 | 0.12 | 23:00 | 389 | 265 | 2985 | 1111 | 1945 | 863.9 | 6656.55 | 133.32 | 9598.77 | 54292.25 | 0.1768
2017-08-12 | 1:00 | N | 4.89 | 2.76 | 2 | 0.1 | 24:00 | 362 | 243 | 2985 | 1111 | 1770.18 | 670.68 | 5970 | 111.1 | 8521.96 | 50505.22 | 0.16873
2017-08-12 | 2:00 | N | 3.5 | 1.89 | 1.26 | 0.12 | 1:00 | 294 | 212 | 2985 | 1111 | 1029 | 400.68 | 3761.1 | 133.32 | 5324.1 | 46929.46 | 0.11345
2017-08-12 | 3:00 | N | 2.61 | 1.15 | 1.15 | 0.5 | 2:00 | 236 | 179 | 2985 | 1111 | 615.96 | 205.85 | 3432.75 | 555.5 | 4810.06 | 44273.95 | 0.10864
2017-08-12 | 4:00 | N | 2.34 | 1 | 1.15 | 0.61 | 3:00 | 201 | 205 | 2985 | 1717 | 470.34 | 205 | 3432.75 | 1047.37 | 5155.46 | 42138.24 | 0.12235
2017-08-12 | 5:00 | N | 2 | 1.2 | 1.2 | 0.5 | 4:00 | 185 | 205 | 2985 | 1717 | 370 | 246 | 3582 | 858.5 | 5056.5 | 40646.08 | 0.1244
2017-08-12 | 6:00 | N | 2.61 | 2.4 | 1.5 | 0.5 | 5:00 | 207 | 283 | 2985 | 1717 | 540.27 | 679.2 | 4477.5 | 858.5 | 6555.47 | 39791 | 0.16475
2017-08-12 | 7:00 | N | 2.76 | 3.24 | 2 | 2.24 | 6:00 | 327 | 438 | 2985 | 1717 | 902.52 | 1419.12 | 5970 | 3846.08 | 12137.72 | 39764.7 | 0.30524
2017-08-12 | 8:00 | N | 3.28 | 2.61 | 1.98 | 2 | 7:00 | 249 | 556 | 2872 | 2219 | 816.72 | 1451.16 | 5686.56 | 4438 | 12392.44 | 40204.41 | 0.30824
2017-08-12 | 9:00 | N | 3.01 | 3.75 | 2.75 | 2.75 | 8:00 | 256 | 306 | 2872 | 2219 | 770.56 | 1147.5 | 7898 | 6102.25 | 15918.31 | 40711.76 | 0.391
2017-08-12 | 10:00 | N | 2 | 4.51 | 3.27 | 3.27 | 9:00 | 156 | 343 | 2872 | 2219 | 312 | 1546.93 | 9391.44 | 7256.13 | 18506.5 | 44025.41 | 0.42036
2017-08-12 | 11:00 | N | 1 | 7 | 5.36 | 2 | 10:00 | 196 | 315 | 2872 | 2219 | 196 | 2205 | 15393.92 | 4438 | 22232.92 | 48292.56 | 0.46038
2017-08-12 | 12:00 | N | 1.21 | 9.76 | 8.69 | 2.14 | 11:00 | 226 | 326 | 2842 | 1635 | 273.46 | 3181.76 | 24696.98 | 3498.9 | 31651.1 | 52507.49 | 0.60279
2017-08-12 | 13:00 | N | 1 | 9.96 | 9.96 | 3.55 | 12:00 | 222 | 319 | 2842 | 1635 | 222 | 3177.24 | 28306.32 | 5804.25 | 37509.81 | 56299.4 | 0.66626
2017-08-12 | 14:00 | N | 1.64 | 16.25 | 17.1 | 5.66 | 13:00 | 195 | 299 | 2842 | 1635 | 319.8 | 4858.75 | 48598.2 | 9254.1 | 63030.85 | 59614.8 | 1.0573
2017-08-12 | 15:00 | N | 1 | 25.09 | 30.09 | 3.9 | 14:00 | 205 | 237 | 2842 | 1635 | 205 | 5946.33 | 85515.78 | 6376.5 | 98043.61 | 62100.67 | 1.5788
2017-08-12 | 16:00 | N | 2.11 | 30.12 | 35.73 | 3.9 | 15:00 | 212 | 213 | 2842 | 1380 | 447.32 | 6415.56 | 101544.66 | 5382 | 113789.54 | 63996.67 | 1.7781
2017-08-12 | 17:00 | N | 2.31 | 26.93 | 32.57 | 3.9 | 16:00 | 191 | 237 | 2842 | 1380 | 441.21 | 6382.41 | 92563.94 | 5382 | 104769.56 | 64855.38 | 1.6154
2017-08-12 | 18:00 | N | 2.38 | 11.25 | 17.29 | 3.9 | 17:00 | 218 | 258 | 2842 | 1380 | 518.84 | 2902.5 | 49138.18 | 5382 | 57941.52 | 64368.02 | 0.90016
2017-08-12 | 19:00 | N | 2.11 | 4.5 | 9.36 | 1.62 | 18:00 | 240 | 365 | 2842 | 1380 | 506.4 | 1642.5 | 26601.12 | 2235.6 | 30985.62 | 62814.72 | 0.49329
2017-08-12 | 20:00 | N | 2.61 | 9.36 | 9.82 | 0.97 | 19:00 | 320 | 214 | 2842 | 1426 | 835.2 | 2003.04 | 27908.44 | 1383.22 | 32129.9 | 60786.73 | 0.52857
2017-08-12 | 21:00 | N | 3.5 | 6.07 | 7.78 | 0.97 | 20:00 | 322 | 178 | 2842 | 1426 | 1127 | 1080.46 | 22110.76 | 1383.22 | 25701.44 | 58251.63 | 0.44121
2017-08-12 | 22:00 | N | 5 | 9.03 | 8.25 | 0.97 | 21:00 | 337 | 173 | 2842 | 1426 | 1685 | 1562.19 | 23446.5 | 1383.22 | 28076.91 | 56450.25 | 0.49737
2017-08-12 | 23:00 | N | 12 | 5.83 | 5 | 0.12 | 22:00 | 394 | 194 | 2842 | 1426 | 4728 | 1131.02 | 14210 | 171.12 | 20240.14 | 54376.96 | 0.37222
2017-08-12 | 24:00 | N | 5.13 | 3.34 | 2.83 | 0.12 | 23:00 | 389 | 265 | 2985 | 1111 | 1995.57 | 885.1 | 8447.55 | 133.32 | 11461.54 | 51163.16 | 0.22402
2017-08-13 | 1:00 | N | 5 | 2.76 | 1.5 | 0.1 | 24:00 | 362 | 243 | 2985 | 1111 | 1810 | 670.68 | 4477.5 | 111.1 | 7069.28 | 47951.89 | 0.14742
2017-08-13 | 2:00 | N | 3.8 | 2 | 1.33 | 0.12 | 1:00 | 294 | 212 | 2985 | 1111 | 1117.2 | 424 | 3970.05 | 133.32 | 5644.57 | 44881.41 | 0.12577
2017-08-13 | 3:00 | N | 2.99 | 1.2 | 1.05 | 0.5 | 2:00 | 236 | 179 | 2985 | 1111 | 705.64 | 214.8 | 3134.25 | 555.5 | 4610.19 | 42539.68 | 0.10837
2017-08-13 | 4:00 | N | 2.99 | 1.01 | 1.01 | 0.5 | 3:00 | 201 | 205 | 2985 | 1717 | 600.99 | 207.05 | 3014.85 | 858.5 | 4681.39 | 40642.27 | 0.11519
2017-08-13 | 5:00 | N | 2.61 | 1.11 | 1.05 | 0.5 | 4:00 | 185 | 205 | 2985 | 1717 | 482.85 | 227.55 | 3134.25 | 858.5 | 4703.15 | 39386.42 | 0.11941
2017-08-13 | 6:00 | N | 2.99 | 2.4 | 1.15 | 0.5 | 5:00 | 207 | 283 | 2985 | 1717 | 618.93 | 679.2 | 3432.75 | 858.5 | 5589.38 | 38542.47 | 0.14502
2017-08-13 | 7:00 | N | 3.5 | 3.11 | 1.5 | 2.11 | 6:00 | 327 | 438 | 2985 | 1717 | 1144.5 | 1362.18 | 4477.5 | 3622.87 | 10607.05 | 38179.84 | 0.27782
2017-08-13 | 8:00 | N | 3.5 | 2.5 | 1.5 | 2 | 7:00 | 249 | 556 | 2872 | 2219 | 871.5 | 1390 | 4308 | 4438 | 11007.5 | 38274.5 | 0.28759
2017-08-13 | 9:00 | N | 3.5 | 3.15 | 2 | 2.55 | 8:00 | 256 | 306 | 2872 | 2219 | 896 | 963.9 | 5744 | 5658.45 | 13262.35 | 38363.18 | 0.34571
2017-08-13 | 10:00 | N | 3.46 | 3.52 | 2.42 | 3 | 9:00 | 156 | 343 | 2872 | 2219 | 539.76 | 1207.36 | 6950.24 | 6657 | 15354.36 | 40689.14 | 0.37736
2017-08-13 | 11:00 | N | 1 | 6.9 | 5.18 | 2 | 10:00 | 196 | 315 | 2872 | 2219 | 196 | 2173.5 | 14876.96 | 4438 | 21684.46 | 44250.29 | 0.49004
2017-08-13 | 12:00 | N | 1 | 7.01 | 6.15 | 3 | 11:00 | 226 | 326 | 2842 | 1635 | 226 | 2285.26 | 17478.3 | 4905 | 24894.56 | 47655.72 | 0.52238
2017-08-13 | 13:00 | N | 1 | 7.96 | 9.33 | 1 | 12:00 | 222 | 319 | 2842 | 1635 | 222 | 2539.24 | 26515.86 | 1635 | 30912.1 | 50910.43 | 0.60719
2017-08-13 | 14:00 | N | 1.54 | 10.44 | 11.8 | 3.55 | 13:00 | 195 | 299 | 2842 | 1635 | 300.3 | 3121.56 | 33535.6 | 5804.25 | 42761.71 | 53882.75 | 0.79361
2017-08-13 | 15:00 | N | 1 | 17.39 | 22.99 | 3.9 | 14:00 | 205 | 237 | 2842 | 1635 | 205 | 4121.43 | 65337.58 | 6376.5 | 76040.51 | 56426.82 | 1.3476
2017-08-13 | 16:00 | N | 2.11 | 25 | 28.49 | 3.9 | 15:00 | 212 | 213 | 2842 | 1380 | 447.32 | 5325 | 80968.58 | 5382 | 92122.9 | 58736.97 | 1.5684
2017-08-13 | 17:00 | N | 2.31 | 31.38 | 37.08 | 3.9 | 16:00 | 191 | 237 | 2842 | 1380 | 441.21 | 7437.06 | 105381.36 | 5382 | 118641.63 | 60587.56 | 1.9582
2017-08-13 | 18:00 | N | 2.4 | 11.07 | 16.77 | 3.9 | 17:00 | 218 | 258 | 2842 | 1380 | 523.2 | 2856.06 | 47660.34 | 5382 | 56421.6 | 61667.46 | 0.91493
2017-08-13 | 19:00 | N | 2.11 | 4 | 10.4 | 1.54 | 18:00 | 240 | 365 | 2842 | 1380 | 506.4 | 1460 | 29556.8 | 2125.2 | 33648.4 | 61829.05 | 0.54422
2017-08-13 | 20:00 | N | 2.21 | 6.12 | 8.06 | 0.97 | 19:00 | 320 | 214 | 2842 | 1426 | 707.2 | 1309.68 | 22906.52 | 1383.22 | 26306.62 | 61100.92 | 0.43054
2017-08-13 | 21:00 | N | 3.5 | 6.25 | 8.58 | 0.97 | 20:00 | 322 | 178 | 2842 | 1426 | 1127 | 1112.5 | 24384.36 | 1383.22 | 28007.08 | 59315.06 | 0.47217
2017-08-13 | 22:00 | N | 8.41 | 5.09 | 7.31 | 0.97 | 21:00 | 337 | 173 | 2842 | 1426 | 2834.17 | 880.57 | 20775.02 | 1383.22 | 25872.98 | 57801.16 | 0.44762
2017-08-13 | 23:00 | N | 11.07 | 5.66 | 4 | 0.12 | 22:00 | 394 | 194 | 2842 | 1426 | 4361.58 | 1098.04 | 11368 | 171.12 | 16998.74 | 55869.77 | 0.30426
2017-08-13 | 24:00 | N | 5 | 3.36 | 2.51 | 0.12 | 23:00 | 389 | 265 | 2985 | 1111 | 1945 | 890.4 | 7492.35 | 133.32 | 10461.07 | 52271.65 | 0.20013
2017-08-14 | 1:00 | N | 8.61 | 2.61 | 1.05 | 0.01 | 24:00 | 362 | 243 | 2985 | 1111 | 3116.82 | 634.23 | 3134.25 | 11.11 | 6896.41 | 48331.09 | 0.14269
2017-08-14 | 2:00 | N | 5 | 2.11 | 1 | 0.01 | 1:00 | 294 | 212 | 2985 | 1111 | 1470 | 447.32 | 2985 | 11.11 | 4913.43 | 44972.31 | 0.10925
2017-08-14 | 3:00 | N | 3.6 | 1.34 | 1 | 0.5 | 2:00 | 236 | 179 | 2985 | 1111 | 849.6 | 239.86 | 2985 | 555.5 | 4629.96 | 42605.82 | 0.10867
2017-08-14 | 4:00 | N | 3.5 | 1 | 1 | 0.5 | 3:00 | 201 | 205 | 2985 | 1717 | 703.5 | 205 | 2985 | 858.5 | 4752 | 41041.17 | 0.11579
2017-08-14 | 5:00 | N | 3.11 | 2 | 1 | 0.5 | 4:00 | 185 | 205 | 2985 | 1717 | 575.35 | 410 | 2985 | 858.5 | 4828.85 | 40155.68 | 0.12025
2017-08-14 | 6:00 | N | 3.39 | 2.54 | 1.01 | 0.5 | 5:00 | 207 | 283 | 2985 | 1717 | 701.73 | 718.82 | 3014.85 | 858.5 | 5293.9 | 40205.72 | 0.13167
2017-08-14 | 7:00 | N | 3.5 | 3.11 | 1.5 | 2.55 | 6:00 | 327 | 438 | 2985 | 1717 | 1144.5 | 1362.18 | 4477.5 | 4378.35 | 11362.53 | 41452.16 | 0.27411
2017-08-14 | 8:00 | N | 3.5 | 2.5 | 2.11 | 2.55 | 7:00 | 249 | 556 | 2872 | 2219 | 871.5 | 1390 | 6059.92 | 5658.45 | 13979.87 | 43208.26 | 0.32355
2017-08-14 | 9:00 | N | 3.98 | 4 | 2.61 | 3.2 | 8:00 | 256 | 306 | 2872 | 2219 | 1018.88 | 1224 | 7495.92 | 7100.8 | 16839.6 | 43934.62 | 0.38329
2017-08-14 | 10:00 | N | 3.01 | 4.15 | 3.75 | 3.75 | 9:00 | 156 | 343 | 2872 | 2219 | 469.56 | 1423.45 | 10770 | 8321.25 | 20984.26 | 45724.04 | 0.45893
2017-08-14 | 11:00 | N | 1 | 5.46 | 5.46 | 3 | 10:00 | 196 | 315 | 2872 | 2219 | 196 | 1719.9 | 15681.12 | 6657 | 24254.02 | 48663.34 | 0.4984
2017-08-14 | 12:00 | N | 1 | 7.46 | 8.25 | 2.93 | 11:00 | 226 | 326 | 2842 | 1635 | 226 | 2431.96 | 23446.5 | 4790.55 | 30895.01 | 51995.24 | 0.59419
2017-08-14 | 13:00 | N | 1 | 9.95 | 11.07 | 3.9 | 12:00 | 222 | 319 | 2842 | 1635 | 222 | 3174.05 | 31460.94 | 6376.5 | 41233.49 | 55404.15 | 0.74423
2017-08-14 | 14:00 | N | 1.73 | 16.12 | 17.31 | 4.55 | 13:00 | 195 | 299 | 2842 | 1635 | 337.35 | 4819.88 | 49195.02 | 7439.25 | 61791.5 | 58626.23 | 1.054
2017-08-14 | 15:00 | N | 1 | 22.69 | 28.55 | 3.9 | 14:00 | 205 | 237 | 2842 | 1635 | 205 | 5377.53 | 81139.1 | 6376.5 | 93098.13 | 61700.85 | 1.5089
2017-08-14 | 16:00 | N | 2.11 | 30.1 | 35.58 | 3.9 | 15:00 | 212 | 213 | 2842 | 1380 | 447.32 | 6411.3 | 101118.36 | 5382 | 113358.98 | 63954.68 | 1.7725
2017-08-14 | 17:00 | N | 2.31 | 24.31 | 31.31 | 3.9 | 16:00 | 191 | 237 | 2842 | 1380 | 441.21 | 5761.47 | 88983.02 | 5382 | 100567.7 | 65379.95 | 1.5382
2017-08-14 | 18:00 | N | 3.05 | 11.59 | 17.75 | 3.9 | 17:00 | 218 | 258 | 2842 | 1380 | 664.9 | 2990.22 | 50445.5 | 5382 | 59482.62 | 66015.97 | 0.90103
2017-08-14 | 19:00 | N | 3.5 | 6.69 | 12.84 | 1.7 | 18:00 | 240 | 365 | 2842 | 1380 | 840 | 2441.85 | 36491.28 | 2346 | 42119.13 | 65605.43 | 0.64201
2017-08-14 | 20:00 | N | 2.31 | 8.11 | 11.8 | 3.9 | 19:00 | 320 | 214 | 2842 | 1426 | 739.2 | 1735.54 | 33535.6 | 5561.4 | 41571.74 | 63951.81 | 0.65005
2017-08-14 | 21:00 | N | 3 | 9.21 | 11.35 | 2 | 20:00 | 322 | 178 | 2842 | 1426 | 966 | 1639.38 | 32256.7 | 2852 | 37714.08 | 61377.43 | 0.61446
2017-08-14 | 22:00 | N | 5 | 6.46 | 8.25 | 1.14 | 21:00 | 337 | 173 | 2842 | 1426 | 1685 | 1117.58 | 23446.5 | 1625.64 | 27874.72 | 59591.8 | 0.46776
2017-08-14 | 23:00 | N | 12 | 6.14 | 3.22 | 0.01 | 22:00 | 394 | 194 | 2842 | 1426 | 4728 | 1191.16 | 9151.24 | 14.26 | 15084.66 | 57292.72 | 0.26329
2017-08-14 | 24:00 | N | 5 | 4.08 | 2 | 0.12 | 23:00 | 389 | 265 | 2985 | 1111 | 1945 | 1081.2 | 5970 | 133.32 | 9129.52 | 53155.44 | 0.17175
2017-08-15 | 1:00 | N | 8.11 | 2.61 | 1 | 0.01 | 24:00 | 362 | 243 | 2985 | 1111 | 2935.82 | 634.23 | 2985 | 11.11 | 6566.16 | 48799.99 | 0.13455
2017-08-15 | 2:00 | N | 5 | 2.11 | 1 | 0.01 | 1:00 | 294 | 212 | 2985 | 1111 | 1470 | 447.32 | 2985 | 11.11 | 4913.43 | 45360.46 | 0.10832
2017-08-15 | 3:00 | N | 3.5 | 1.2 | 1 | 0.5 | 2:00 | 236 | 179 | 2985 | 1111 | 826 | 214.8 | 2985 | 555.5 | 4581.3 | 43146.68 | 0.10618
2017-08-15 | 4:00 | N | 3.5 | 1 | 1 | 0.5 | 3:00 | 201 | 205 | 2985 | 1717 | 703.5 | 205 | 2985 | 858.5 | 4752 | 41676.31 | 0.11402
2017-08-15 | 5:00 | N | 2.61 | 1 | 1 | 0.5 | 4:00 | 185 | 205 | 2985 | 1717 | 482.85 | 205 | 2985 | 858.5 | 4531.35 | 40832.61 | 0.11097
2017-08-15 | 6:00 | N | 2.83 | 2.61 | 1 | 0.5 | 5:00 | 207 | 283 | 2985 | 1717 | 585.81 | 738.63 | 2985 | 858.5 | 5167.94 | 40756.68 | 0.1268
2017-08-15 | 7:00 | N | 3.5 | 2.76 | 2.11 | 3 | 6:00 | 327 | 438 | 2985 | 1717 | 1144.5 | 1208.88 | 6298.35 | 5151 | 13802.73 | 41995.63 | 0.32867
2017-08-15 | 8:00 | N | 3.64 | 2.5 | 2.11 | 3 | 7:00 | 249 | 556 | 2872 | 2219 | 906.36 | 1390 | 6059.92 | 6657 | 15013.28 | 44145.41 | 0.34009
2017-08-15 | 9:00 | N | 3.56 | 2.51 | 2.11 | 3 | 8:00 | 256 | 306 | 2872 | 2219 | 911.36 | 768.06 | 6059.92 | 6657 | 14396.34 | 44846.58 | 0.32101
2017-08-15 | 10:00 | N | 3.5 | 2.97 | 2.97 | 3 | 9:00 | 156 | 343 | 2872 | 2219 | 546 | 1018.71 | 8529.84 | 6657 | 16751.55 | 46799.12 | 0.35795
2017-08-15 | 11:00 | N | 2.11 | 5.46 | 5 | 2.14 | 10:00 | 196 | 315 | 2872 | 2219 | 413.56 | 1719.9 | 14360 | 4748.66 | 21242.12 | 49576.26 | 0.42847
2017-08-15 | 12:00 | N | 0.69 | 8 | 6.94 | 3 | 11:00 | 226 | 326 | 2842 | 1635 | 155.94 | 2608 | 19723.48 | 4905 | 27392.42 | 52717.89 | 0.5196
2017-08-15 | 13:00 | N | 1 | 8.35 | 8.31 | 3.9 | 12:00 | 222 | 319 | 2842 | 1635 | 222 | 2663.65 | 23617.02 | 6376.5 | 32879.17 | 55944.18 | 0.58771
2017-08-15 | 14:00 | N | 1.68 | 11.57 | 13.49 | 3.9 | 13:00 | 195 | 299 | 2842 | 1635 | 327.6 | 3459.43 | 38338.58 | 6376.5 | 48502.11 | 59209.49 | 0.81916
2017-08-15 | 15:00 | N | 1 | 14.36 | 21.4 | 1.58 | 14:00 | 205 | 237 | 2842 | 1635 | 205 | 3403.32 | 60818.8 | 2583.3 | 67010.42 | 62301.28 | 1.0756
2017-08-15 | 16:00 | N | 2.21 | 20.06 | 27.25 | 3.55 | 15:00 | 212 | 213 | 2842 | 1380 | 468.52 | 4272.78 | 77444.5 | 4899 | 87084.8 | 64848.06 | 1.3429
2017-08-15 | 17:00 | N | 2.61 | 17.49 | 24.12 | 3.55 | 16:00 | 191 | 237 | 2842 | 1380 | 498.51 | 4145.13 | 68549.04 | 4899 | 78091.68 | 66631.19 | 1.172
2017-08-15 | 18:00 | N | 2.64 | 9.83 | 14.83 | 1.7 | 17:00 | 218 | 258 | 2842 | 1380 | 575.52 | 2536.14 | 42146.86 | 2346 | 47604.52 | 67216.33 | 0.70823
2017-08-15 | 19:00 | N | 3.5 | 7.04 | 11.04 | 1 | 18:00 | 240 | 365 | 2842 | 1380 | 840 | 2569.6 | 31375.68 | 1380 | 36165.28 | 66864.71 | 0.54087
2017-08-15 | 20:00 | N | 2.61 | 6.98 | 8.87 | 2.08 | 19:00 | 320 | 214 | 2842 | 1426 | 835.2 | 1493.72 | 25208.54 | 2966.08 | 30503.54 | 65303.06 | 0.46711
2017-08-15 | 21:00 | N | 3.5 | 5.5 | 7.61 | 1.44 | 20:00 | 322 | 178 | 2842 | 1426 | 1127 | 979 | 21627.62 | 2053.44 | 25787.06 | 62807.94 | 0.41057
2017-08-15 | 22:00 | N | 5 | 3.63 | 6 | 1.3 | 21:00 | 337 | 173 | 2842 | 1426 | 1685 | 627.99 | 17052 | 1853.8 | 21218.79 | 61162.28 | 0.34693
2017-08-15 | 23:00 | N | 11.4 | 4.99 | 3 | 0.01 | 22:00 | 394 | 194 | 2842 | 1426 | 4491.6 | 968.06 | 8526 | 14.26 | 13999.92 | 58733.1 | 0.23837
2017-08-15 | 24:00 | N | 5 | 3 | 1.51 | 0.01 | 23:00 | 389 | 265 | 2985 | 1111 | 1945 | 795 | 4507.35 | 11.11 | 7258.46 | 54703.98 | 0.13269
2017-08-16 | 1:00 | N | 10 | 2.61 | 1 | 0.01 | 24:00 | 362 | 243 | 2985 | 1111 | 3620 | 634.23 | 2985 | 11.11 | 7250.34 | 50460.88 | 0.14368
2017-08-16 | 2:00 | N | 5.23 | 1.72 | 1 | 0.01 | 1:00 | 294 | 212 | 2985 | 1111 | 1537.62 | 364.64 | 2985 | 11.11 | 4898.37 | 47111.41 | 0.10397
2017-08-16 | 3:00 | N | 3.93 | 1.09 | 1 | 0.5 | 2:00 | 236 | 179 | 2985 | 1111 | 927.48 | 195.11 | 2985 | 555.5 | 4663.09 | 44970.26 | 0.10369
2017-08-16 | 4:00 | N | 3.75 | 1 | 1 | 0.5 | 3:00 | 201 | 205 | 2985 | 1717 | 753.75 | 205 | 2985 | 858.5 | 4802.25 | 43488.97 | 0.11042
2017-08-16 | 5:00 | N | 2.61 | 1 | 1 | 0.5 | 4:00 | 185 | 205 | 2985 | 1717 | 482.85 | 205 | 2985 | 858.5 | 4531.35 | 42514.57 | 0.10658
2017-08-16 | 6:00 | N | 3.5 | 2.61 | 1 | 0.5 | 5:00 | 207 | 283 | 2985 | 1717 | 724.5 | 738.63 | 2985 | 858.5 | 5306.63 | 42407.21 | 0.12514
2017-08-16 | 7:00 | N | 3.5 | 3.6 | 2.11 | 3 | 6:00 | 327 | 438 | 2985 | 1717 | 1144.5 | 1576.8 | 6298.35 | 5151 | 14170.65 | 43549.61 | 0.32539
2017-08-16 | 8:00 | N | 3.95 | 2.82 | 2.61 | 2.81 | 7:00 | 249 | 556 | 2872 | 2219 | 983.55 | 1567.92 | 7495.92 | 6235.39 | 16282.78 | 45722.2 | 0.35612
2017-08-16 | 9:00 | N | 3.95 | 3.11 | 2.11 | 3.57 | 8:00 | 256 | 306 | 2872 | 2219 | 1011.2 | 951.66 | 6059.92 | 7921.83 | 15944.61 | 46303.15 | 0.34435
2017-08-16 | 10:00 | N | 2.11 | 4.42 | 2.72 | 3.9 | 9:00 | 156 | 343 | 2872 | 2219 | 329.16 | 1516.06 | 7811.84 | 8654.1 | 18311.16 | 48302.46 | 0.37909
2017-08-16 | 11:00 | N | 2.11 | 4.29 | 4.29 | 3 | 10:00 | 196 | 315 | 2872 | 2219 | 413.56 | 1351.35 | 12320.88 | 6657 | 20742.79 | 51479.15 | 0.40294
2017-08-16 | 12:00 | N | 0.69 | 7.89 | 7.79 | 3 | 11:00 | 226 | 326 | 2842 | 1635 | 155.94 | 2572.14 | 22139.18 | 4905 | 29772.26 | 55018.56 | 0.54113
2017-08-16 | 13:00 | N | 1 | 8.85 | 10.58 | 3.75 | 12:00 | 222 | 319 | 2842 | 1635 | 222 | 2823.15 | 30068.36 | 6131.25 | 39244.76 | 58440.55 | 0.67153
2017-08-16 | 14:00 | N | 2.01 | 12.34 | 16.75 | 3.9 | 13:00 | 195 | 299 | 2842 | 1635 | 391.95 | 3689.66 | 47603.5 | 6376.5 | 58061.61 | 61471.18 | 0.94453
2017-08-16 | 15:00 | N | 1 | 17.31 | 24.21 | 3.55 | 14:00 | 205 | 237 | 2842 | 1635 | 205 | 4102.47 | 68804.82 | 5804.25 | 78916.54 | 64173.42 | 1.2297
2017-08-16 | 16:00 | N | 2.11 | 25 | 35.01 | 3.67 | 15:00 | 212 | 213 | 2842 | 1380 | 447.32 | 5325 | 99498.42 | 5064.6 | 110335.34 | 65936.46 | 1.6734
2017-08-16 | 17:00 | N | 2.31 | 19.31 | 28.23 | 3.55 | 16:00 | 191 | 237 | 2842 | 1380 | 441.21 | 4576.47 | 80229.66 | 4899 | 90146.34 | 67187.51 | 1.3417
2017-08-16 | 18:00 | N | 2.11 | 8.11 | 15.2 | 3.55 | 17:00 | 218 | 258 | 2842 | 1380 | 459.98 | 2092.38 | 43198.4 | 4899 | 50649.76 | 67873.28 | 0.74624
2017-08-16 | 19:00 | N | 3.5 | 6.72 | 11.04 | 1.32 | 18:00 | 240 | 365 | 2842 | 1380 | 840 | 2452.8 | 31375.68 | 1821.6 | 36490.08 | 67700.77 | 0.53899
2017-08-16 | 20:00 | N | 2.61 | 7.1 | 10.17 | 1.66 | 19:00 | 320 | 214 | 2842 | 1426 | 835.2 | 1519.4 | 28903.14 | 2367.16 | 33624.9 | 66328.98 | 0.50694
2017-08-16 | 21:00 | N | 3.5 | 6.37 | 8.25 | 0.99 | 20:00 | 322 | 178 | 2842 | 1426 | 1127 | 1133.86 | 23446.5 | 1411.74 | 27119.1 | 63746.54 | 0.42542
2017-08-16 | 22:00 | N | 6.65 | 5.12 | 6.54 | 1.3 | 21:00 | 337 | 173 | 2842 | 1426 | 2241.05 | 885.76 | 18586.68 | 1853.8 | 23567.29 | 62160.46 | 0.37914
2017-08-16 | 23:00 | N | 9.11 | 5.2 | 3.01 | 0.12 | 22:00 | 394 | 194 | 2842 | 1426 | 3589.34 | 1008.8 | 8554.42 | 171.12 | 13323.68 | 59575.79 | 0.22364
2017-08-16 | 24:00 | N | 5 | 3.11 | 1.64 | 0.01 | 23:00 | 389 | 265 | 2985 | 1111 | 1945 | 824.15 | 4895.4 | 11.11 | 7675.66 | 55573.37 | 0.13812
2017-08-17 | 1:00 | N | 8.11 | 3.11 | 1.15 | 0.01 | 24:00 | 362 | 243 | 2985 | 1111 | 2935.82 | 755.73 | 3432.75 | 11.11 | 7135.41 | 51441.98 | 0.13871
2017-08-17 | 2:00 | N | 5 | 2.33 | 1 | 0.01 | 1:00 | 294 | 212 | 2985 | 1111 | 1470 | 493.96 | 2985 | 11.11 | 4960.07 | 48236.01 | 0.10283
2017-08-17 | 3:00 | N | 3.5 | 2.11 | 1 | 0.75 | 2:00 | 236 | 179 | 2985 | 1111 | 826 | 377.69 | 2985 | 833.25 | 5021.94 | 46128.11 | 0.10887
2017-08-17 | 4:00 | N | 3.5 | 2 | 1 | 0.75 | 3:00 | 201 | 205 | 2985 | 1717 | 703.5 | 410 | 2985 | 1287.75 | 5386.25 | 44505.3 | 0.12102
2017-08-17 | 5:00 | N | 2.61 | 2.11 | 1 | 0.75 | 4:00 | 185 | 205 | 2985 | 1717 | 482.85 | 432.55 | 2985 | 1287.75 | 5188.15 | 43469.8 | 0.11935
2017-08-17 | 6:00 | N | 3.01 | 3.11 | 1 | 0.75 | 5:00 | 207 | 283 | 2985 | 1717 | 623.07 | 880.13 | 2985 | 1287.75 | 5775.95 | 43248.67 | 0.13355
2017-08-17 | 7:00 | N | 3.5 | 2.61 | 2.61 | 2.99 | 6:00 | 327 | 438 | 2985 | 1717 | 1144.5 | 1143.18 | 7790.85 | 5133.83 | 15212.36 | 44168.14 | 0.34442
2017-08-17 | 8:00 | N | 3.5 | 2.5 | 2.5 | 2.49 | 7:00 | 249 | 556 | 2872 | 2219 | 871.5 | 1390 | 7180 | 5525.31 | 14966.81 | 45799.78 | 0.32679
2017-08-17 | 9:00 | N | 3.11 | 2.5 | 2.51 | 3 | 8:00 | 256 | 306 | 2872 | 2219 | 796.16 | 765 | 7208.72 | 6657 | 15426.88 | 45997.6 | 0.33538
2017-08-17 | 10:00 | N | 1.58 | 2.61 | 3 | 3.9 | 9:00 | 156 | 343 | 2872 | 2219 | 246.48 | 895.23 | 8616 | 8654.1 | 18411.81 | 47258.12 | 0.3896
2017-08-17 | 11:00 | N | 1 | 4.86 | 5.64 | 2.14 | 10:00 | 196 | 315 | 2872 | 2219 | 196 | 1530.9 | 16198.08 | 4748.66 | 22673.64 | 50071.22 | 0.45283
2017-08-17 | 12:00 | N | 1 | 8.88 | 8.88 | 1.15 | 11:00 | 226 | 326 | 2842 | 1635 | 226 | 2894.88 | 25236.96 | 1880.25 | 30238.09 | 53469.93 | 0.56552
2017-08-17 | 13:00 | N | 1.31 | 13.27 | 14.41 | 4.55 | 12:00 | 222 | 319 | 2842 | 1635 | 290.82 | 4233.13 | 40953.22 | 7439.25 | 52916.42 | 57047.33 | 0.92759
2017-08-17 | 14:00 | N | 1 | 14.27 | 17.68 | 5 | 13:00 | 195 | 299 | 2842 | 1635 | 195 | 4266.73 | 50246.56 | 8175 | 62883.29 | 60290.32 | 1.043
2017-08-17 | 15:00 | N | 1 | 22.25 | 27.25 | 3.9 | 14:00 | 205 | 237 | 2842 | 1635 | 205 | 5273.25 | 77444.5 | 6376.5 | 89299.25 | 63215.74 | 1.4126
2017-08-17 | 16:00 | N | 2.11 | 32.36 | 43.8 | 3.9 | 15:00 | 212 | 213 | 2842 | 1380 | 447.32 | 6892.68 | 124479.6 | 5382 | 137201.6 | 65157.57 | 2.1057
2017-08-17 | 17:00 | N | 2.31 | 23.79 | 31.69 | 3.9 | 16:00 | 191 | 237 | 2842 | 1380 | 441.21 | 5638.23 | 90062.98 | 5382 | 101524.42 | 66071.51 | 1.5366
2017-08-17 | 18:00 | N | 3.06 | 12.38 | 17.88 | 3.9 | 17:00 | 218 | 258 | 2842 | 1380 | 667.08 | 3194.04 | 50814.96 | 5382 | 60058.08 | 65833.81 | 0.91227
2017-08-17 | 19:00 | N | 4 | 8.02 | 11.25 | 3.55 | 18:00 | 240 | 365 | 2842 | 1380 | 960 | 2927.3 | 31972.5 | 4899 | 40758.8 | 64859.42 | 0.62842
2017-08-17 | 20:00 | N | 2.31 | 6.93 | 9.2 | 3.55 | 19:00 | 320 | 214 | 2842 | 1426 | 739.2 | 1483.02 | 26146.4 | 5062.3 | 33430.92 | 62688.68 | 0.53328
2017-08-17 | 21:00 | N | 3.5 | 5.61 | 8.24 | 0.99 | 20:00 | 322 | 178 | 2842 | 1426 | 1127 | 998.58 | 23418.08 | 1411.74 | 26955.4 | 59891.37 | 0.45007
2017-08-17 | 22:00 | N | 5.27 | 3.95 | 6 | 0.99 | 21:00 | 337 | 173 | 2842 | 1426 | 1775.99 | 683.35 | 17052 | 1411.74 | 20923.08 | 58351.9 | 0.35857
2017-08-17 | 23:00 | N | 9.57 | 5 | 3.85 | 0.01 | 22:00 | 394 | 194 | 2842 | 1426 | 3770.58 | 970 | 10941.7 | 14.26 | 15696.54 | 55815.86 | 0.28122
2017-08-17 | 24:00 | N | 5.98 | 2.92 | 1.54 | 0.01 | 23:00 | 389 | 265 | 2985 | 1111 | 2326.22 | 773.8 | 4596.9 | 11.11 | 7708.03 | 51863.41 | 0.14862
2017-08-18 | 1:00 | N | 5 | 2.21 | 1 | 0.01 | 24:00 | 362 | 243 | 2985 | 1111 | 1810 | 537.03 | 2985 | 11.11 | 5343.14 | 47726.66 | 0.11195
2017-08-18 | 2:00 | N | 3.5 | 1 | 1 | 0.01 | 1:00 | 294 | 212 | 2985 | 1111 | 1029 | 212 | 2985 | 11.11 | 4237.11 | 44394.8 | 0.095442
2017-08-18 | 3:00 | N | 2.99 | 1 | 1 | 0.5 | 2:00 | 236 | 179 | 2985 | 1111 | 705.64 | 179 | 2985 | 555.5 | 4425.14 | 42085.87 | 0.10515
2017-08-18 | 4:00 | N | 2.61 | 1 | 1 | 0.61 | 3:00 | 201 | 205 | 2985 | 1717 | 524.61 | 205 | 2985 | 1047.37 | 4761.98 | 40524.99 | 0.11751
2017-08-18 | 5:00 | N | 2.31 | 1 | 1 | 0.61 | 4:00 | 185 | 205 | 2985 | 1717 | 427.35 | 205 | 2985 | 1047.37 | 4664.72 | 39606.52 | 0.11778
2017-08-18 | 6:00 | N | 2.61 | 2.21 | 1 | 0.61 | 5:00 | 207 | 283 | 2985 | 1717 | 540.27 | 625.43 | 2985 | 1047.37 | 5198.07 | 39529.15 | 0.1315
2017-08-18 | 7:00 | N | 2.61 | 2.5 | 1.51 | 2.49 | 6:00 | 327 | 438 | 2985 | 1717 | 853.47 | 1095 | 4507.35 | 4275.33 | 10731.15 | 40747.13 | 0.26336
2017-08-18 | 8:00 | N | 2.99 | 2.35 | 1.88 | 2.34 | 7:00 | 249 | 556 | 2872 | 2219 | 744.51 | 1306.6 | 5399.36 | 5192.46 | 12642.93 | 43052.83 | 0.29366
2017-08-18 | 9:00 | N | 2.82 | 2.5 | 2.46 | 2.49 | 8:00 | 256 | 306 | 2872 | 2219 | 721.92 | 765 | 7065.12 | 5525.31 | 14077.35 | 43871.91 | 0.32087
2017-08-18 | 10:00 | N | 2.61 | 4.29 | 4.54 | 4 | 9:00 | 156 | 343 | 2872 | 2219 | 407.16 | 1471.47 | 13038.88 | 8876 | 23793.51 | 46006.92 | 0.51717
2017-08-18 | 11:00 | N | 3 | 7.26 | 8.35 | 2.09 | 10:00 | 196 | 315 | 2872 | 2219 | 588 | 2286.9 | 23981.2 | 4637.71 | 31493.81 | 49259.29 | 0.63935
2017-08-18 | 12:00 | N | 1 | 8.79 | 10.15 | 2 | 11:00 | 226 | 326 | 2842 | 1635 | 226 | 2865.54 | 28846.3 | 3270 | 35207.84 | 53143.3 | 0.66251
2017-08-18 | 13:00 | N | 1.42 | 11.35 | 14.77 | 4.9 | 12:00 | 222 | 319 | 2842 | 1635 | 315.24 | 3620.65 | 41976.34 | 8011.5 | 53923.73 | 57026.74 | 0.94559
2017-08-18 | 14:00 | N | 1.62 | 18.06 | 22.13 | 9.55 | 13:00 | 195 | 299 | 2842 | 1635 | 315.9 | 5399.94 | 62893.46 | 15614.25 | 84223.55 | 60468.94 | 1.3928
2017-08-18 | 15:00 | N | 1 | 29.79 | 36.18 | 15 | 14:00 | 205 | 237 | 2842 | 1635 | 205 | 7060.23 | 102823.56 | 24525 | 134613.79 | 63160.84 | 2.1313
2017-08-18 | 16:00 | N | 2.11 | 51.78 | 60.48 | 25 | 15:00 | 212 | 213 | 2842 | 1380 | 447.32 | 11029.14 | 171884.16 | 34500 | 217860.62 | 64661.92 | 3.3692
2017-08-18 | 17:00 | N | 2.11 | 35.81 | 46.3 | 21.3 | 16:00 | 191 | 237 | 2842 | 1380 | 403.01 | 8486.97 | 131584.6 | 29394 | 169868.58 | 65177.67 | 2.6062
2017-08-18 | 18:00 | N | 2.91 | 20.37 | 25.37 | 10.18 | 17:00 | 218 | 258 | 2842 | 1380 | 634.38 | 5255.46 | 72101.54 | 14048.4 | 92039.78 | 65198.21 | 1.4117
2017-08-18 | 19:00 | N | 2.31 | 8.37 | 13.35 | 4.32 | 18:00 | 240 | 365 | 2842 | 1380 | 554.4 | 3055.05 | 37940.7 | 5961.6 | 47511.75 | 64768.41 | 0.73356
2017-08-18 | 20:00 | N | 2.31 | 6.27 | 8.92 | 3.55 | 19:00 | 320 | 214 | 2842 | 1426 | 739.2 | 1341.78 | 25350.64 | 5062.3 | 32493.92 | 63083.45 | 0.51509
2017-08-18 | 21:00 | N | 3.5 | 4.69 | 8.25 | 0.97 | 20:00 | 322 | 178 | 2842 | 1426 | 1127 | 834.82 | 23446.5 | 1383.22 | 26791.54 | 60835.73 | 0.44039
2017-08-18 | 22:00 | N | 5.09 | 4.82 | 6.79 | 0.97 | 21:00 | 337 | 173 | 2842 | 1426 | 1715.33 | 833.86 | 19297.18 | 1383.22 | 23229.59 | 59081.53 | 0.39318
2017-08-18 | 23:00 | N | 8.61 | 5 | 4 | 0.12 | 22:00 | 394 | 194 | 2842 | 1426 | 3392.34 | 970 | 11368 | 171.12 | 15901.46 | 56619.64 | 0.28085
2017-08-18 | 24:00 | N | 5.01 | 2.9 | 1.96 | 0.01 | 23:00 | 389 | 265 | 2985 | 1111 | 1948.89 | 768.5 | 5850.6 | 11.11 | 8579.1 | 53218.11 | 0.16121
2017-08-19 | 1:00 | N | 5 | 2.11 | 1 | 0.01 | 24:00 | 362 | 243 | 2985 | 1111 | 1810 | 512.73 | 2985 | 11.11 | 5318.84 | 49576.29 | 0.10729
2017-08-19 | 2:00 | N | 3.73 | 0.99 | 0.99 | 0.01 | 1:00 | 294 | 212 | 2985 | 1111 | 1096.62 | 209.88 | 2955.15 | 11.11 | 4272.76 | 46410.11 | 0.092065
2017-08-19 | 3:00 | N | 2.99 | 0.5 | 0.99 | 0.5 | 2:00 | 236 | 179 | 2985 | 1111 | 705.64 | 89.5 | 2955.15 | 555.5 | 4305.79 | 43859.14 | 0.098173
2017-08-19 | 4:00 | N | 2.61 | 0.5 | 0.97 | 0.5 | 3:00 | 201 | 205 | 2985 | 1717 | 524.61 | 102.5 | 2895.45 | 858.5 | 4381.06 | 41910.96 | 0.10453
2017-08-19 | 5:00 | N | 2.31 | 0.5 | 0.97 | 0.5 | 4:00 | 185 | 205 | 2985 | 1717 | 427.35 | 102.5 | 2895.45 | 858.5 | 4283.8 | 40476.22 | 0.10583
2017-08-19 | 6:00 | N | 2.61 | 1 | 0.99 | 0.5 | 5:00 | 207 | 283 | 2985 | 1717 | 540.27 | 283 | 2955.15 | 858.5 | 4636.92 | 39580.94 | 0.11715
2017-08-19 | 7:00 | N | 3.15 | 2.31 | 1.51 | 2.3 | 6:00 | 327 | 438 | 2985 | 1717 | 1030.05 | 1011.78 | 4507.35 | 3949.1 | 10498.28 | 39482.71 | 0.2659
2017-08-19 | 8:00 | N | 3.5 | 2 | 1.51 | 2.09 | 7:00 | 249 | 556 | 2872 | 2219 | 871.5 | 1112 | 4336.72 | 4637.71 | 10957.93 | 39946.71 | 0.27431
2017-08-19 | 9:00 | N | 3.4 | 2.37 | 2.01 | 2.36 | 8:00 | 256 | 306 | 2872 | 2219 | 870.4 | 725.22 | 5772.72 | 5236.84 | 12605.18 | 40383.08 | 0.31214
2017-08-19 | 10:00 | N | 3 | 2.5 | 2.71 | 3 | 9:00 | 156 | 343 | 2872 | 2219 | 468 | 857.5 | 7783.12 | 6657 | 15765.62 | 43635.13 | 0.36131
2017-08-19 | 11:00 | N | 1.64 | 4.26 | 5.13 | 2 | 10:00 | 196 | 315 | 2872 | 2219 | 321.44 | 1341.9 | 14733.36 | 4438 | 20834.7 | 47811.73 | 0.43577
2017-08-19 | 12:00 | N | 1.28 | 8.31 | 8.63 | 1.43 | 11:00 | 226 | 326 | 2842 | 1635 | 289.28 | 2709.06 | 24526.46 | 2338.05 | 29862.85 | 52359.79 | 0.57034
2017-08-19 | 13:00 | N | 2.11 | 12.5 | 12.97 | 4.55 | 12:00 | 222 | 319 | 2842 | 1635 | 468.42 | 3987.5 | 36860.74 | 7439.25 | 48755.91 | 56619.56 | 0.86111
2017-08-19 | 14:00 | N | 2.11 | 15.17 | 19.96 | 6.15 | 13:00 | 195 | 299 | 2842 | 1635 | 411.45 | 4535.83 | 56726.32 | 10055.25 | 71728.85 | 60237.81 | 1.1908
2017-08-19 | 15:00 | N | 1 | 25 | 30 | 3.9 | 14:00 | 205 | 237 | 2842 | 1635 | 205 | 5925 | 85260 | 6376.5 | 97766.5 | 63115.7 | 1.549
2017-08-19 | 16:00 | N | 2.11 | 33.55 | 44.21 | 3.9 | 15:00 | 212 | 213 | 2842 | 1380 | 447.32 | 7146.15 | 125644.82 | 5382 | 138620.29 | 65359.35 | 2.1209
2017-08-19 | 17:00 | N | 2.11 | 34.02 | 44.67 | 3.9 | 16:00 | 191 | 237 | 2842 | 1380 | 403.01 | 8062.74 | 126952.14 | 5382 | 140799.89 | 66728.25 | 2.11
2017-08-19 | 18:00 | N | 2.11 | 12.18 | 17.82 | 3.9 | 17:00 | 218 | 258 | 2842 | 1380 | 459.98 | 3142.44 | 50644.44 | 5382 | 59628.86 | 67154.09 | 0.88794
2017-08-19 | 19:00 | N | 2.3 | 5.67 | 10.6 | 3.55 | 18:00 | 240 | 365 | 2842 | 1380 | 552 | 2069.55 | 30125.2 | 4899 | 37645.75 | 66262.88 | 0.56813
2017-08-19 | 20:00 | N | 2.61 | 6.13 | 8.25 | 1.91 | 19:00 | 320 | 214 | 2842 | 1426 | 835.2 | 1311.82 | 23446.5 | 2723.66 | 28317.18 | 64214.49 | 0.44098
2017-08-19 | 21:00 | N | 3.5 | 4 | 7.67 | 0.99 | 20:00 | 322 | 178 | 2842 | 1426 | 1127 | 712 | 21798.14 | 1411.74 | 25048.88 | 61563.76 | 0.40688
2017-08-19 | 22:00 | N | 5 | 3 | 4.5 | 0.97 | 21:00 | 337 | 173 | 2842 | 1426 | 1685 | 519 | 12789 | 1383.22 | 16376.22 | 59740.58 | 0.27412
2017-08-19 | 23:00 | N | 11.12 | 3.08 | 3 | 0.12 | 22:00 | 394 | 194 | 2842 | 1426 | 4381.28 | 597.52 | 8526 | 171.12 | 13675.92 | 57209.32 | 0.23905
2017-08-19 | 24:00 | N | 5 | 2.21 | 2.01 | 0.01 | 23:00 | 389 | 265 | 2985 | 1111 | 1945 | 585.65 | 5999.85 | 11.11 | 8541.61 | 53793.52 | 0.15879
2017-08-20 | 1:00 | N | 5 | 2.11 | 1 | 0.01 | 24:00 | 362 | 243 | 2985 | 1111 | 1810 | 512.73 | 2985 | 11.11 | 5318.84 | 50292.43 | 0.10576
2017-08-20 | 2:00 | N | 4.73 | 1 | 1 | 0.01 | 1:00 | 294 | 212 | 2985 | 1111 | 1390.62 | 212 | 2985 | 11.11 | 4598.73 | 47214 | 0.097402
2017-08-20 | 3:00 | N | 3.85 | 0.5 | 1 | 0.5 | 2:00 | 236 | 179 | 2985 | 1111 | 908.6 | 89.5 | 2985 | 555.5 | 4538.6 | 44730.45 | 0.10147
2017-08-20 | 4:00 | N | 3.5 | 0.5 | 0.99 | 0.61 | 3:00 | 201 | 205 | 2985 | 1717 | 703.5 | 102.5 | 2955.15 | 1047.37 | 4808.52 | 42542.06 | 0.11303
2017-08-20 | 5:00 | N | 2.61 | 0.5 | 0.97 | 0.61 | 4:00 | 185 | 205 | 2985 | 1717 | 482.85 | 102.5 | 2895.45 | 1047.37 | 4528.17 | 40808.29 | 0.11096
2017-08-20 | 6:00 | N | 3.5 | 2.11 | 0.99 | 0.61 | 5:00 | 207 | 283 | 2985 | 1717 | 724.5 | 597.13 | 2955.15 | 1047.37 | 5324.15 | 39754.8 | 0.13392
2017-08-20 | 7:00 | N | 4.03 | 2.5 | 2 | 2.09 | 6:00 | 327 | 438 | 2985 | 1717 | 1317.81 | 1095 | 5970 | 3588.53 | 11971.34 | 39261.1 | 0.30492
2017-08-20 | 8:00 | N | 4.86 | 2.21 | 2.01 | 2.09 | 7:00 | 249 | 556 | 2872 | 2219 | 1210.14 | 1228.76 | 5772.72 | 4637.71 | 12849.33 | 39100.44 | 0.32862
2017-08-20 | 9:00 | N | 3.95 | 2.5 | 2.11 | 2.11 | 8:00 | 256 | 306 | 2872 | 2219 | 1011.2 | 765 | 6059.92 | 4682.09 | 12518.21 | 38913.14 | 0.3217
2017-08-20 | 10:00 | N | 3.01 | 2.31 | 2.11 | 2.4 | 9:00 | 156 | 343 | 2872 | 2219 | 469.56 | 792.33 | 6059.92 | 5325.6 | 12647.41 | 41777.58 | 0.30273
2017-08-20 | 11:00 | N | 1 | 2.5 | 3.13 | 0.99 | 10:00 | 196 | 315 | 2872 | 2219 | 196 | 787.5 | 8989.36 | 2196.81 | 12169.67 | 46012.51 | 0.26449
2017-08-20 | 12:00 | N | 1 | 5.53 | 7.21 | 2 | 11:00 | 226 | 326 | 2842 | 1635 | 226 | 1802.78 | 20490.82 | 3270 | 25789.6 | 50453.62 | 0.51115
2017-08-20 | 13:00 | N | 1.27 | 7.33 | 8.17 | 2.28 | 12:00 | 222 | 319 | 2842 | 1635 | 281.94 | 2338.27 | 23219.14 | 3727.8 | 29567.15 | 54743.59 | 0.5401
2017-08-20 | 14:00 | N | 1.88 | 15.16 | 16.01 | 4.08 | 13:00 | 195 | 299 | 2842 | 1635 | 366.6 | 4532.84 | 45500.42 | 6670.8 | 57070.66 | 58665.69 | 0.97281
2017-08-20 | 15:00 | N | 1 | 19.22 | 21.6 | 1.6 | 14:00 | 205 | 237 | 2842 | 1635 | 205 | 4555.14 | 61387.2 | 2616 | 68763.34 | 61861.39 | 1.1116
2017-08-20 | 16:00 | N | 2.11 | 30.93 | 35.98 | 1.59 | 15:00 | 212 | 213 | 2842 | 1380 | 447.32 | 6588.09 | 102255.16 | 2194.2 | 111484.77 | 64003.23 | 1.7419
2017-08-20 | 17:00 | N | 2.21 | 29.51 | 35.11 | 1.49 | 16:00 | 191 | 237 | 2842 | 1380 | 422.11 | 6993.87 | 99782.62 | 2056.2 | 109254.8 | 65094.07 | 1.6784
2017-08-20 | 18:00 | N | 2.11 | 10.06 | 13.21 | 1.88 | 17:00 | 218 | 258 | 2842 | 1380 | 459.98 | 2595.48 | 37542.82 | 2594.4 | 43192.68 | 65600.74 | 0.65842
2017-08-20 | 19:00 | N | 2.31 | 6.49 | 10.36 | 2.81 | 18:00 | 240 | 365 | 2842 | 1380 | 554.4 | 2368.85 | 29443.12 | 3877.8 | 36244.17 | 65528.08 | 0.55311
2017-08-20 | 20:00 | N | 2.31 | 5.16 | 8.02 | 0.97 | 19:00 | 320 | 214 | 2842 | 1426 | 739.2 | 1104.24 | 22792.84 | 1383.22 | 26019.5 | 64306.4 | 0.40462
2017-08-20 | 21:00 | N | 3.5 | 4 | 7.24 | 0.97 | 20:00 | 322 | 178 | 2842 | 1426 | 1127 | 712 | 20576.08 | 1383.22 | 23798.3 | 62102.71 | 0.38321
2017-08-20 | 22:00 | N | 5 | 3.22 | 4.7 | 0.97 | 21:00 | 337 | 173 | 2842 | 1426 | 1685 | 557.06 | 13357.4 | 1383.22 | 16982.68 | 60469.23 | 0.28085
2017-08-20 | 23:00 | N | 13.3 | 2.41 | 2.48 | 0.01 | 22:00 | 394 | 194 | 2842 | 1426 | 5240.2 | 467.54 | 7048.16 | 14.26 | 12770.16 | 58014.37 | 0.22012
2017-08-20 | 24:00 | N | 5 | 2.21 | 1.51 | 0.01 | 23:00 | 389 | 265 | 2985 | 1111 | 1945 | 585.65 | 4507.35 | 11.11 | 7049.11 | 53940.35 | 0.13068
2017-08-21 | 1:00 | N | 8.61 | 1.31 | 0.99 | 0.01 | 24:00 | 362 | 243 | 2985 | 1111 | 3116.82 | 318.33 | 2955.15 | 11.11 | 6401.41 | 49705.94 | 0.12879
2017-08-21 | 2:00 | N | 5 | 0.5 | 0.97 | 0.01 | 1:00 | 294 | 212 | 2985 | 1111 | 1470 | 106 | 2895.45 | 11.11 | 4482.56 | 46246.41 | 0.096928
2017-08-21 | 3:00 | N | 3.5 | 0.5 | 0.97 | 0.61 | 2:00 | 236 | 179 | 2985 | 1111 | 826 | 89.5 | 2895.45 | 677.71 | 4488.66 | 43606.51 | 0.10294
2017-08-21 | 4:00 | N | 3.5 | 0.5 | 0.97 | 0.61 | 3:00 | 201 | 205 | 2985 | 1717 | 703.5 | 102.5 | 2895.45 | 1047.37 | 4748.82 | 41772.1 | 0.11368
2017-08-21 | 5:00 | N | 2.61 | 0.5 | 0.97 | 0.61 | 4:00 | 185 | 205 | 2985 | 1717 | 482.85 | 102.5 | 2895.45 | 1047.37 | 4528.17 | 40686.6 | 0.11129
2017-08-21 | 6:00 | N | 2.61 | 1.31 | 0.97 | 0.61 | 5:00 | 207 | 283 | 2985 | 1717 | 540.27 | 370.73 | 2895.45 | 1047.37 | 4853.82 | 40543.21 | 0.11972
2017-08-21 | 7:00 | N | 2.61 | 2.5 | 2.5 | 3 | 6:00 | 327 | 438 | 2985 | 1717 | 853.47 | 1095 | 7462.5 | 5151 | 14561.97 | 41920.22 | 0.34737
2017-08-21 | 8:00 | N | 3.5 | 2.26 | 2.61 | 3 | 7:00 | 249 | 556 | 2872 | 2219 | 871.5 | 1256.56 | 7495.92 | 6657 | 16280.98 | 44204.7 | 0.36831
2017-08-21 | 9:00 | N | 3.01 | 2.5 | 2.76 | 3 | 8:00 | 256 | 306 | 2872 | 2219 | 770.56 | 765 | 7926.72 | 6657 | 16119.28 | 44660.45 | 0.36093
2017-08-21 | 10:00 | N | 3.11 | 2.59 | 3.11 | 3.9 | 9:00 | 156 | 343 | 2872 | 2219 | 485.16 | 888.37 | 8931.92 | 8654.1 | 18959.55 | 46868.76 | 0.40452
2017-08-21 | 11:00 | N | 1.56 | 4.01 | 5.53 | 2 | 10:00 | 196 | 315 | 2872 | 2219 | 305.76 | 1263.15 | 15882.16 | 4438 | 21889.07 | 50545.62 | 0.43306
2017-08-21 | 12:00 | N | 0.65 | 5.55 | 7.31 | 3 | 11:00 | 226 | 326 | 2842 | 1635 | 146.9 | 1809.3 | 20775.02 | 4905 | 27636.22 | 54560.96 | 0.50652
2017-08-21 | 13:00 | N | 1 | 8.32 | 10 | 3.9 | 12:00 | 222 | 319 | 2842 | 1635 | 222 | 2654.08 | 28420 | 6376.5 | 37672.58 | 58426.16 | 0.64479
2017-08-21 | 14:00 | N | 1.25 | 14.25 | 15.45 | 4.55 | 13:00 | 195 | 299 | 2842 | 1635 | 243.75 | 4260.75 | 43908.9 | 7439.25 | 55852.65 | 60614.68 | 0.92144
2017-08-21 | 15:00 | N | 2.11 | 15.67 | 21.22 | 3.55 | 14:00 | 205 | 237 | 2842 | 1635 | 432.55 | 3713.79 | 60307.24 | 5804.25 | 70257.83 | 60259.18 | 1.1659
2017-08-21 | 16:00 | N | 2.61 | 21.81 | 27.25 | 3.55 | 15:00 | 212 | 213 | 2842 | 1380 | 553.32 | 4645.53 | 77444.5 | 4899 | 87542.35 | 62098.7 | 1.4097
2017-08-21 | 17:00 | N | 2.74 | 16.25 | 22.18 | 3.55 | 16:00 | 191 | 237 | 2842 | 1380 | 523.34 | 3851.25 | 63035.56 | 4899 | 72309.15 | 64478.42 | 1.1214
2017-08-21 | 18:00 | N | 2.4 | 7.01 | 13.75 | 1 | 17:00 | 218 | 258 | 2842 | 1380 | 523.2 | 1808.58 | 39077.5 | 1380 | 42789.28 | 65907.71 | 0.64923
2017-08-21 | 19:00 | N | 3.24 | 4.04 | 10 | 2.04 | 18:00 | 240 | 365 | 2842 | 1380 | 777.6 | 1474.6 | 28420 | 2815.2 | 33487.4 | 65926.64 | 0.50795
2017-08-21 | 20:00 | N | 2.61 | 5.81 | 8.25 | 3.55 | 19:00 | 320 | 214 | 2842 | 1426 | 835.2 | 1243.34 | 23446.5 | 5062.3 | 30587.34 | 64314.26 | 0.47559
2017-08-21 | 21:00 | N | 3.5 | 4.44 | 7.96 | 1.25 | 20:00 | 322 | 178 | 2842 | 1426 | 1127 | 790.32 | 22622.32 | 1782.5 | 26322.14 | 61792.09 | 0.42598
2017-08-21 | 22:00 | N | 5 | 4.24 | 6.26 | 1.13 | 21:00 | 337 | 173 | 2842 | 1426 | 1685 | 733.52 | 17790.92 | 1611.38 | 21820.82 | 60152.23 | 0.36276
2017-08-21 | 23:00 | N | 10.34 | 2.6 | 2.84 | 0.12 | 22:00 | 394 | 194 | 2842 | 1426 | 4073.96 | 504.4 | 8071.28 | 171.12 | 12820.76 | 57460.48 | 0.22312
2017-08-21 | 24:00 | N | 5 | 2.16 | 2.16 | 0.12 | 23:00 | 389 | 265 | 2985 | 1111 | 1945 | 572.4 | 6447.6 | 133.32 | 9098.32 | 52987.04 | 0.17171
2017-08-22 | 1:00 | N | 5 | 1.41 | 0.97 | 0.01 | 24:00 | 362 | 243 | 2985 | 1111 | 1810 | 342.63 | 2895.45 | 11.11 | 5059.19 | 48783.09 | 0.10371
2017-08-22 | 2:00 | N | 3.55 | 0.5 | 0.95 | 0.01 | 1:00 | 294 | 212 | 2985 | 1111 | 1043.7 | 106 | 2835.75 | 11.11 | 3996.56 | 45481.24 | 0.087873
2017-08-22 | 3:00 | N | 3.01 | 0.5 | 0.95 | 0.61 | 2:00 | 236 | 179 | 2985 | 1111 | 710.36 | 89.5 | 2835.75 | 677.71 | 4313.32 | 43116.54 | 0.10004
2017-08-22 | 4:00 | N | 2.61 | 0.44 | 0.95 | 0.61 | 3:00 | 201 | 205 | 2985 | 1717 | 524.61 | 90.2 | 2835.75 | 1047.37 | 4497.93 | 41224.59 | 0.10911
2017-08-22 | 5:00 | N | 2.31 | 0.5 | 0.95 | 0.61 | 4:00 | 185 | 205 | 2985 | 1717 | 427.35 | 102.5 | 2835.75 | 1047.37 | 4412.97 | 40019.04 | 0.11027
2017-08-22 | 6:00 | N | 2.31 | 1.11 | 0.97 | 0.61 | 5:00 | 207 | 283 | 2985 | 1717 | 478.17 | 314.13 | 2895.45 | 1047.37 | 4735.12 | 39750.72 | 0.11912
2017-08-22 | 7:00 | N | 2.61 | 2.5 | 1.51 | 2.99 | 6:00 | 327 | 438 | 2985 | 1717 | 853.47 | 1095 | 4507.35 | 5133.83 | 11589.65 | 40972.85 | 0.28286
2017-08-22 | 8:00 | N | 3.01 | 2.49 | 2.53 | 2.49 | 7:00 | 249 | 556 | 2872 | 2219 | 749.49 | 1384.44 | 7266.16 | 5525.31 | 14925.4 | 43320.89 | 0.34453
2017-08-22 | 9:00 | N | 2.86 | 2.5 | 3 | 3 | 8:00 | 256 | 306 | 2872 | 2219 | 732.16 | 765 | 8616 | 6657 | 16770.16 | 43759.3 | 0.38324
2017-08-22 | 10:00 | N | 2.61 | 3.09 | 4.39 | 3.94 | 9:00 | 156 | 343 | 2872 | 2219 | 407.16 | 1059.87 | 12608.08 | 8742.86 | 22817.97 | 46111.92 | 0.49484
2017-08-22 | 11:00 | N | 2 | 4.86 | 6.19 | 3 | 10:00 | 196 | 315 | 2872 | 2219 | 392 | 1530.9 | 17777.68 | 6657 | 26357.58 | 49779.5 | 0.52949
2017-08-22 | 12:00 | N | 1.04 | 7.75 | 8.25 | 3 | 11:00 | 226 | 326 | 2842 | 1635 | 235.04 | 2526.5 | 23446.5 | 4905 | 31113.04 | 53757.23 | 0.57877
2017-08-22 | 13:00 | N | 1.26 | 11.64 | 12.49 | 4.6 | 12:00 | 222 | 319 | 2842 | 1635 | 279.72 | 3713.16 | 35496.58 | 7521 | 47010.46 | 57673.81 | 0.81511
2017-08-22 | 14:00 | N | 1.71 | 17.63 | 20.51 | 8.72 | 13:00 | 195 | 299 | 2842 | 1635 | 333.45 | 5271.37 | 58289.42 | 14257.2 | 78151.44 | 61315.92 | 1.2746
2017-08-22 | 15:00 | N | 1 | 21.05 | 27.25 | 3.9 | 14:00 | 205 | 237 | 2842 | 1635 | 205 | 4988.85 | 77444.5 | 6376.5 | 89014.85 | 64583.5 | 1.3783
2017-08-22 | 16:00 | N | 2.11 | 36.65 | 41.76 | 3.9 | 15:00 | 212 | 213 | 2842 | 1380 | 447.32 | 7806.45 | 118681.92 | 5382 | 132317.69 | 66901.17 | 1.9778
2017-08-22 | 17:00 | N | 2.31 | 23.62 | 30 | 3.9 | 16:00 | 191 | 237 | 2842 | 1380 | 441.21 | 5597.94 | 85260 | 5382 | 96681.15 | 67405.85 | 1.4343
2017-08-22 | 18:00 | N | 2.81 | 11.41 | 18.14 | 3.9 | 17:00 | 218 | 258 | 2842 | 1380 | 612.58 | 2943.78 | 51553.88 | 5382 | 60492.24 | 67468.13 | 0.8966
2017-08-22 | 19:00 | N | 2.31 | 5.48 | 11.79 | 3.65 | 18:00 | 240 | 365 | 2842 | 1380 | 554.4 | 2000.2 | 33507.18 | 5037 | 41098.78 | 67277.66 | 0.61088
2017-08-22 | 20:00 | N | 2.31 | 4.09 | 9.36 | 3.09 | 19:00 | 320 | 214 | 2842 | 1426 | 739.2 | 875.26 | 26601.12 | 4406.34 | 32621.92 | 66248.18 | 0.49242
2017-08-22 | 21:00 | N | 3.5 | 4.65 | 8.25 | 1.3 | 20:00 | 322 | 178 | 2842 | 1426 | 1127 | 827.7 | 23446.5 | 1853.8 | 27255 | 63668.43 | 0.42808
2017-08-22 | 22:00 | N | 5 | 6.69 | 8.25 | 1.25 | 21:00 | 337 | 173 | 2842 | 1426 | 1685 | 1157.37 | 23446.5 | 1782.5 | 28071.37 | 61801.16 | 0.45422
2017-08-22 | 23:00 | N | 9.64 | 3.02 | 2.53 | 0.12 | 22:00 | 394 | 194 | 2842 | 1426 | 3798.16 | 585.88 | 7190.26 | 171.12 | 11745.42 | 58683.88 | 0.20015
2017-08-22 | 24:00 | N | 5 | 1.61 | 1.05 | 0.12 | 23:00 | 389 | 265 | 2985 | 1111 | 1945 | 426.65 | 3134.25 | 133.32 | 5639.22 | 54061.82 | 0.10431
2017-08-23 | 1:00 | N | 3.98 | 2.11 | 1 | 0.12 | 24:00 | 362 | 243 | 2985 | 1111 | 1440.76 | 512.73 | 2985 | 133.32 | 5071.81 | 49469.16 | 0.10252
2017-08-23 | 2:00 | N | 2.7 | 1 | 0.95 | 0.12 | 1:00 | 294 | 212 | 2985 | 1111 | 793.8 | 212 | 2835.75 | 133.32 | 3974.87 | 45879.3 | 0.086638
2017-08-23 | 3:00 | N | 2.07 | 0.61 | 0.95 | 0.61 | 2:00 | 236 | 179 | 2985 | 1111 | 488.52 | 109.19 | 2835.75 | 677.71 | 4111.17 | 43270.11 | 0.095012
2017-08-23 | 4:00 | N | 1.68 | 0.61 | 0.95 | 0.61 | 3:00 | 201 | 205 | 2985 | 1717 | 337.68 | 125.05 | 2835.75 | 1047.37 | 4345.85 | 41332.73 | 0.10514
2017-08-23 | 5:00 | N | 0.25 | 1 | 0.95 | 0.61 | 4:00 | 185 | 205 | 2985 | 1717 | 46.25 | 205 | 2835.75 | 1047.37 | 4134.37 | 40159.11 | 0.10295
2017-08-23 | 6:00 | N | 1 | 1.53 | 0.95 | 0.75 | 5:00 | 207 | 283 | 2985 | 1717 | 207 | 432.99 | 2835.75 | 1287.75 | 4763.49 | 39827.28 | 0.1196
2017-08-23 | 7:00 | N | 2.11 | 2.5 | 2.2 | 2.99 | 6:00 | 327 | 438 | 2985 | 1717 | 689.97 | 1095 | 6567 | 5133.83 | 13485.8 | 40993.14 | 0.32898
2017-08-23 | 8:00 | N | 2.61 | 2.38 | 2.38 | 2.49 | 7:00 | 249 | 556 | 2872 | 2219 | 649.89 | 1323.28 | 6835.36 | 5525.31 | 14333.84 | 43429.55 | 0.33005
2017-08-23 | 9:00 | N | 2.5 | 2.5 | 3.08 | 3 | 8:00 | 256 | 306 | 2872 | 2219 | 640 | 765 | 8845.76 | 6657 | 16907.76 | 43716.86 | 0.38676
2017-08-23 | 10:00 | N | 2.11 | 3.04 | 4.04 | 3.9 | 9:00 | 156 | 343 | 2872 | 2219 | 329.16 | 1042.72 | 11602.88 | 8654.1 | 21628.86 | 45178.78 | 0.47874
2017-08-23 | 11:00 | N | 2.11 | 4.89 | 6.21 | 3.9 | 10:00 | 196 | 315 | 2872 | 2219 | 413.56 | 1540.35 | 17835.12 | 8654.1 | 28443.13 | 48021.34 | 0.5923
2017-08-23 | 12:00 | N | 1 | 7.73 | 9.23 | 3 | 11:00 | 226 | 326 | 2842 | 1635 | 226 | 2519.98 | 26231.66 | 4905 | 33882.64 | 51320.93 | 0.66021
2017-08-23 | 13:00 | N | 1.28 | 9.01 | 10.19 | 3.9 | 12:00 | 222 | 319 | 2842 | 1635 | 284.16 | 2874.19 | 28959.98 | 6376.5 | 38494.83 | 54460.03 | 0.70685
2017-08-23 | 14:00 | N | 2.11 | 14.04 | 16.15 | 4.81 | 13:00 | 195 | 299 | 2842 | 1635 | 411.45 | 4197.96 | 45898.3 | 7864.35 | 58372.06 | 57467.55 | 1.0157
2017-08-23 | 15:00 | N | 2.11 | 17.83 | 22.83 | 3.9 | 14:00 | 205 | 237 | 2842 | 1635 | 432.55 | 4225.71 | 64882.86 | 6376.5 | 75917.62 | 60291.78 | 1.2592
2017-08-23 | 16:00 | N | 3.2 | 28.42 | 32.51 | 3.9 | 15:00 | 212 | 213 | 2842 | 1380 | 678.4 | 6053.46 | 92393.42 | 5382 | 104507.28 | 62109.29 | 1.6826
2017-08-23 | 17:00 | N | 3.5 | 20.81 | 27 | 3.9 | 16:00 | 191 | 237 | 2842 | 1380 | 668.5 | 4931.97 | 76734 | 5382 | 87716.47 | 63142.33 | 1.3892
2017-08-23 | 18:00 | N | 2.47 | 11.53 | 14.55 | 3.12 | 17:00 | 218 | 258 | 2842 | 1380 | 538.46 | 2974.74 | 41351.1 | 4305.6 | 49169.9 | 63279.43 | 0.77703
2017-08-23 | 19:00 | N | 3.5 | 4.93 | 11.9 | 1 | 18:00 | 240 | 365 | 2842 | 1380 | 840 | 1799.45 | 33819.8 | 1380 | 37839.25 | 62378.53 | 0.60661
2017-08-23 | 20:00 | N | 3.5 | 6.95 | 9.01 | 0.99 | 19:00 | 320 | 214 | 2842 | 1426 | 1120 | 1487.3 | 25606.42 | 1411.74 | 29625.46 | 60450.18 | 0.49008
2017-08-23 | 21:00 | N | 5.21 | 4.49 | 8.07 | 0.97 | 20:00 | 322 | 178 | 2842 | 1426 | 1677.62 | 799.22 | 22934.94 | 1383.22 | 26795 | 57981.37 | 0.46213
2017-08-23 | 22:00 | N | 7.55 | 4.15 | 6 | 1 | 21:00 | 337 | 173 | 2842 | 1426 | 2544.35 | 717.95 | 17052 | 1426 | 21740.3 | 56778.96 | 0.38289
2017-08-23 | 23:00 | N | 16.41 | 3.14 | 3 | 0.12 | 22:00 | 394 | 194 | 2842 | 1426 | 6465.54 | 609.16 | 8526 | 171.12 | 15771.82 | 54369.5 | 0.29009
2017-08-23 | 24:00 | N | 8.61 | 2.61 | 1.15 | 0.01 | 23:00 | 389 | 265 | 2985 | 1111 | 3349.29 | 691.65 | 3432.75 | 11.11 | 7484.8 | 50396.34 | 0.14852
2017-08-24 | 1:00 | N | 3.98 | 2.11 | 0.99 | 0.01 | 24:00 | 362 | 243 | 2985 | 1111 | 1440.76 | 512.73 | 2955.15 | 11.11 | 4919.75 | 46436.45 | 0.10595
2017-08-24 | 2:00 | N | 3.42 | 0.95 | 0.95 | 0.01 | 1:00 | 294 | 212 | 2985 | 1111 | 1005.48 | 201.4 | 2835.75 | 11.11 | 4053.74 | 43119.1 | 0.094013
2017-08-24 | 3:00 | N | 2.61 | 0.5 | 0.95 | 0.5 | 2:00 | 236 | 179 | 2985 | 1111 | 615.96 | 89.5 | 2835.75 | 555.5 | 4096.71 | 40802.81 | 0.1004
2017-08-24 | 4:00 | N | 2.11 | 0.5 | 0.95 | 0.5 | 3:00 | 201 | 205 | 2985 | 1717 | 424.11 | 102.5 | 2835.75 | 858.5 | 4220.86 | 39266.03 | 0.10749
2017-08-24 | 5:00 | N | 0.25 | 0.5 | 0.95 | 0.5 | 4:00 | 185 | 205 | 2985 | 1717 | 46.25 | 102.5 | 2835.75 | 858.5 | 3843 | 38406.73 | 0.10006
2017-08-24 | 6:00 | N | 1 | 1.7 | 0.95 | 0.5 | 5:00 | 207 | 283 | 2985 | 1717 | 207 | 481.1 | 2835.75 | 858.5 | 4382.35 | 38386.28 | 0.11416
2017-08-24 | 7:00 | N | 2.11 | 2.5 | 1.5 | 2.9 | 6:00 | 327 | 438 | 2985 | 1717 | 689.97 | 1095 | 4477.5 | 4979.3 | 11241.77 | 39813.37 | 0.28236
2017-08-24 | 8:00 | N | 2.61 | 2.21 | 1.5 | 2.9 | 7:00 | 249 | 556 | 2872 | 2219 | 649.89 | 1228.76 | 4308 | 6435.1 | 12621.75 | 42617.36 | 0.29616
2017-08-24 | 9:00 | N | 2.35 | 2.5 | 2.05 | 3 | 8:00 | 256 | 306 | 2872 | 2219 | 601.6 | 765 | 5887.6 | 6657 | 13911.2 | 43326.56 | 0.32108
2017-08-24 | 10:00 | N | 2.61 | 2.61 | 3.07 | 2.9 | 9:00 | 156 | 343 | 2872 | 2219 | 407.16 | 895.23 | 8817.04 | 6435.1 | 16554.53 | 44493.37 | 0.37207
2017-08-24 | 11:00 | N | 2.61 | 4 | 4.94 | 2.4 | 10:00 | 196 | 315 | 2872 | 2219 | 511.56 | 1260 | 14187.68 | 5325.6 | 21284.84 | 46936.87 | 0.45348
2017-08-24 | 12:00 | N | 1 | 5 | 6.11 | 2.9 | 11:00 | 226 | 326 | 2842 | 1635 | 226 | 1630 | 17364.62 | 4741.5 | 23962.12 | 49787.52 | 0.48129
2017-08-24 | 13:00 | N | 1 | 7 | 10 | 2.9 | 12:00 | 222 | 319 | 2842 | 1635 | 222 | 2233 | 28420 | 4741.5 | 35616.5 | 52675.91 | 0.67614
2017-08-24 | 14:00 | N | 1.28 | 12.97 | 16.48 | 3.85 | 13:00 | 195 | 299 | 2842 | 1635 | 249.6 | 3878.03 | 46836.16 | 6294.75 | 57258.54 | 55429.41 | 1.033
2017-08-24 | 15:00 | N | 1.87 | 14.58 | 18.28 | 2.9 | 14:00 | 205 | 237 | 2842 | 1635 | 383.35 | 3455.46 | 51951.76 | 4741.5 | 60532.07 | 58131.84 | 1.0413
2017-08-24 | 16:00 | N | 2.5 | 14.88 | 21.51 | 2.9 | 15:00 | 212 | 213 | 2842 | 1380 | 530 | 3169.44 | 61131.42 | 4002 | 68832.86 | 59996.81 | 1.1473
2017-08-24 | 17:00 | N | 2.22 | 15.1 | 18.07 | 2.9 | 16:00 | 191 | 237 | 2842 | 1380 | 424.02 | 3578.7 | 51354.94 | 4002 | 59359.66 | 60518.29 | 0.98085
2017-08-24 | 18:00 | N | 3.5 | 6.55 | 8 | 2.9 | 17:00 | 218 | 258 | 2842 | 1380 | 763 | 1689.9 | 22736 | 4002 | 29190.9 | 60281 | 0.48425
2017-08-24 | 19:00 | N | 4.69 | 5.01 | 7.54 | 1 | 18:00 | 240 | 365 | 2842 | 1380 | 1125.6 | 1828.65 | 21428.68 | 1380 | 25762.93 | 58942.56 | 0.43709
2017-08-24 | 20:00 | N | 5.46 | 3.78 | 5.93 | 0.99 | 19:00 | 320 | 214 | 2842 | 1426 | 1747.2 | 808.92 | 16853.06 | 1411.74 | 20820.92 | 56858.3 | 0.36619
2017-08-24 | 21:00 | N | 5.38 | 3.2 | 5.8 | 0.99 | 20:00 | 322 | 178 | 2842 | 1426 | 1732.36 | 569.6 | 16483.6 | 1411.74 | 20197.3 | 54860.52 | 0.36816
2017-08-24 | 22:00 | N | 5.54 | 2.52 | 3.58 | 0.99 | 21:00 | 337 | 173 | 2842 | 1426 | 1866.98 | 435.96 | 10174.36 | 1411.74 | 13889.04 | 54252.46 | 0.25601
2017-08-24 | 23:00 | N | 20 | 3.42 | 3.42 | 0.12 | 22:00 | 394 | 194 | 2842 | 1426 | 7880 | 663.48 | 9719.64 | 171.12 | 18434.24 | 52110.17 | 0.35376
2017-08-24 | 24:00 | N | 8.61 | 2.61 | 2.5 | 0.01 | 23:00 | 389 | 265 | 2985 | 1111 | 3349.29 | 691.65 | 7462.5 | 11.11 | 11514.55 | 48560.51 | 0.23712
2017-08-25 | 1:00 | N | 8.61 | 2.21 | 2.2 | 0.01 | 24:00 | 362 | 243 | 2985 | 1111 | 3116.82 | 537.03 | 6567 | 11.11 | 10231.96 | 44836.72 | 0.2282
2017-08-25 | 2:00 | N | 5 | 1.01 | 2 | 0.01 | 1:00 | 294 | 212 | 2985 | 1111 | 1470 | 214.12 | 5970 | 11.11 | 7665.23 | 41708.07 | 0.18378
2017-08-25 | 3:00 | N | 2.72 | 1 | 2 | 0.61 | 2:00 | 236 | 179 | 2985 | 1111 | 641.92 | 179 | 5970 | 677.71 | 7468.63 | 39376.18 | 0.18967
2017-08-25 | 4:00 | N | 2.61 | 0.72 | 1.51 | 0.61 | 3:00 | 201 | 205 | 2985 | 1717 | 524.61 | 147.6 | 4507.35 | 1047.37 | 6226.93 | 37863.75 | 0.16446
2017-08-25 | 5:00 | N | 1.95 | 1 | 1.51 | 0.61 | 4:00 | 185 | 205 | 2985 | 1717 | 360.75 | 205 | 4507.35 | 1047.37 | 6120.47 | 37051.62 | 0.16519
2017-08-25 | 6:00 | N | 2.11 | 2.21 | 2.11 | 0.61 | 5:00 | 207 | 283 | 2985 | 1717 | 436.77 | 625.43 | 6298.35 | 1047.37 | 8407.92 | 37113.22 | 0.22655
2017-08-25 | 7:00 | N | 2.61 | 4 | 3.45 | 3 | 6:00 | 327 | 438 | 2985 | 1717 | 853.47 | 1752 | 10298.25 | 5151 | 18054.72 | 38459.18 | 0.46945
2017-08-25 | 8:00 | N | 3.5 | 4 | 4.08 | 3 | 7:00 | 249 | 556 | 2872 | 2219 | 871.5 | 2224 | 11717.76 | 6657 | 21470.26 | 40813.58 | 0.52606
2017-08-25 | 9:00 | N | 3.95 | 4 | 6.25 | 3 | 8:00 | 256 | 306 | 2872 | 2219 | 1011.2 | 1224 | 17950 | 6657 | 26842.2 | 41550.64 | 0.64601
2017-08-25 | 10:00 | N | 3.5 | 4.66 | 5.85 | 3.06 | 9:00 | 156 | 343 | 2872 | 2219 | 546 | 1598.38 | 16801.2 | 6790.14 | 25735.72 | 42329.87 | 0.60798
2017-08-25 | 11:00 | N | 4.53 | 4.6 | 7.52 | 0.99 | 10:00 | 196 | 315 | 2872 | 2219 | 887.88 | 1449 | 21597.44 | 2196.81 | 26131.13 | 43918.82 | 0.59499
2017-08-25 | 12:00 | N | 2.11 | 5.91 | 9.84 | 0.99 | 11:00 | 226 | 326 | 2842 | 1635 | 476.86 | 1926.66 | 27965.28 | 1618.65 | 31987.45 | 45945.97 | 0.6962
2017-08-25 | 13:00 | N | 1.5 | 10.93 | 13.28 | 2.86 | 12:00 | 222 | 319 | 2842 | 1635 | 333 | 3486.67 | 37741.76 | 4676.1 | 46237.53 | 47604.7 | 0.97128
2017-08-25 | 14:00 | N | 2.61 | 13.81 | 18.85 | 3.1 | 13:00 | 195 | 299 | 2842 | 1635 | 508.95 | 4129.19 | 53571.7 | 5068.5 | 63278.34 | 49202.12 | 1.2861
2017-08-25 | 15:00 | N | 2.61 | 12.57 | 19.32 | 1.67 | 14:00 | 205 | 237 | 2842 | 1635 | 535.05 | 2979.09 | 54907.44 | 2730.45 | 61152.03 | 50767.92 | 1.2045
2017-08-25 | 16:00 | N | 2.11 | 11 | 16.72 | 2.99 | 15:00 | 212 | 213 | 2842 | 1380 | 447.32 | 2343 | 47518.24 | 4126.2 | 54434.76 | 51557.53 | 1.0558
2017-08-25 | 17:00 | N | 3 | 8 | 12.56 | 2.4 | 16:00 | 191 | 237 | 2842 | 1380 | 573 | 1896 | 35695.52 | 3312 | 41476.52 | 51495.68 | 0.80544
2017-08-25 | 18:00 | N | 10 | 4.5 | 9.26 | 2.41 | 17:00 | 218 | 258 | 2842 | 1380 | 2180 | 1161 | 26316.92 | 3325.8 | 32983.72 | 50945.33 | 0.64743
2017-08-25 | 19:00 | N | 20 | 3.66 | 6.56 | 1.19 | 18:00 | 240 | 365 | 2842 | 1380 | 4800 | 1335.9 | 18643.52 | 1642.2 | 26421.62 | 49999.96 | 0.52843
2017-08-25 | 20:00 | N | 20 | 4 | 6.46 | 0.97 | 19:00 | 320 | 214 | 2842 | 1426 | 6400 | 856 | 18359.32 | 1383.22 | 26998.54 | 48338.65 | 0.55853
2017-08-25 | 21:00 | N | 20 | 4 | 6.82 | 0.97 | 20:00 | 322 | 178 | 2842 | 1426 | 6440 | 712 | 19382.44 | 1383.22 | 27917.66 | 47148.28 | 0.59212
2017-08-25 | 22:00 | N | 30.19 | 3.13 | 4.53 | 0.97 | 21:00 | 337 | 173 | 2842 | 1426 | 10174.03 | 541.49 | 12874.26 | 1383.22 | 24973 | 46890.81 | 0.53258
2017-08-25 | 23:00 | N | 37.56 | 3.83 | 4 | 0.01 | 22:00 | 394 | 194 | 2842 | 1426 | 14798.64 | 743.02 | 11368 | 14.26 | 26923.92 | 45480.91 | 0.59198
2017-08-25 | 24:00 | N | 22.31 | 2.93 | 3.02 | 0.01 | 23:00 | 389 | 265 | 2985 | 1111 | 8678.59 | 776.45 | 9014.7 | 11.11 | 18480.85 | 43123.6 | 0.42856
2017-08-26 | 1:00 | N | 8.61 | 4.2 | 4.88 | 0.01 | 24:00 | 362 | 243 | 2985 | 1111 | 3116.82 | 1020.6 | 14566.8 | 11.11 | 18715.33 | 40467.18 | 0.46248
2017-08-26 | 2:00 | N | 5 | 2.4 | 3.33 | 0.01 | 1:00 | 294 | 212 | 2985 | 1111 | 1470 | 508.8 | 9940.05 | 11.11 | 11929.96 | 37949.77 | 0.31436
2017-08-26 | 3:00 | N | 3 | 2.11 | 3 | 0.61 | 2:00 | 236 | 179 | 2985 | 1111 | 708 | 377.69 | 8955 | 677.71 | 10718.4 | 36258.77 | 0.29561
2017-08-26 | 4:00 | N | 2.61 | 2.11 | 3 | 0.61 | 3:00 | 201 | 205 | 2985 | 1717 | 524.61 | 432.55 | 8955 | 1047.37 | 10959.53 | 35148.11 | 0.31181
2017-08-26 | 5:00 | N | 2.11 | 2.61 | 3 | 0.61 | 4:00 | 185 | 205 | 2985 | 1717 | 390.35 | 535.05 | 8955 | 1047.37 | 10927.77 | 34408.34 | 0.31759
2017-08-26 | 6:00 | N | 2.61 | 4 | 4.2 | 0.61 | 5:00 | 207 | 283 | 2985 | 1717 | 540.27 | 1132 | 12537 | 1047.37 | 15256.64 | 34053.91 | 0.44801
2017-08-26 | 7:00 | N | 3.5 | 8 | 4.5 | 2.99 | 6:00 | 327 | 438 | 2985 | 1717 | 1144.5 | 3504 | 13432.5 | 5133.83 | 23214.83 | 34185.97 | 0.67907
2017-08-26 | 8:00 | N | 3.5 | 3.8 | 3.77 | 2.99 | 7:00 | 249 | 556 | 2872 | 2219 | 871.5 | 2112.8 | 10827.44 | 6634.81 | 20446.55 | 34804.64 | 0.58747
2017-08-26 | 9:00 | N | 4.44 | 4.71 | 4.77 | 3.22 | 8:00 | 256 | 306 | 2872 | 2219 | 1136.64 | 1441.26 | 13699.44 | 7145.18 | 23422.52 | 35322.41 | 0.66311
2017-08-26 | 10:00 | N | 4.18 | 6.04 | 4.89 | 4.44 | 9:00 | 156 | 343 | 2872 | 2219 | 652.08 | 2071.72 | 14044.08 | 9852.36 | 26620.24 | 36659.21 | 0.72615
2017-08-26 | 11:00 | N | 3.5 | 4 | 3.41 | 0.99 | 10:00 | 196 | 315 | 2872 | 2219 | 686 | 1260 | 9793.52 | 2196.81 | 13936.33 | 38630.32 | 0.36076
2017-08-26 | 12:00 | N | 2.11 | 5.01 | 5.01 | 0.99 | 11:00 | 226 | 326 | 2842 | 1635 | 476.86 | 1633.26 | 14238.42 | 1618.65 | 17967.19 | 40438.06 | 0.44431
2017-08-26 | 13:00 | N | 2 | 5.01 | 5.87 | 2.44 | 12:00 | 222 | 319 | 2842 | 1635 | 444 | 1598.19 | 16682.54 | 3989.4 | 22714.13 | 41784.05 | 0.54361
2017-08-26 | 14:00 | N | 3.5 | 9.42 | 11.88 | 0.99 | 13:00 | 195 | 299 | 2842 | 1635 | 682.5 | 2816.58 | 33762.96 | 1618.65 | 38880.69 | 42339.91 | 0.9183
2017-08-26 | 15:00 | N | 2.61 | 8.84 | 11.81 | 1.38 | 14:00 | 205 | 237 | 2842 | 1635 | 535.05 | 2095.08 | 33564.02 | 2256.3 | 38450.45 | 42384.7 | 0.90718
2017-08-26 | 16:00 | N | 2.11 | 6.91 | 9.65 | 1.55 | 15:00 | 212 | 213 | 2842 | 1380 | 447.32 | 1471.83 | 27425.3 | 2139 | 31483.45 | 42545.21 | 0.74
2017-08-26 | 17:00 | N | 2.61 | 5.76 | 7.88 | 0.99 | 16:00 | 191 | 237 | 2842 | 1380 | 498.51 | 1365.12 | 22394.96 | 1366.2 | 25624.79 | 42924.39 | 0.59698
2017-08-26 | 18:00 | N | 8.11 | 3.65 | 5.01 | 1 | 17:00 | 218 | 258 | 2842 | 1380 | 1767.98 | 941.7 | 14238.42 | 1380 | 18328.1 | 43415.98 | 0.42215
2017-08-26 | 19:00 | N | 32 | 4.19 | 6.59 | 1 | 18:00 | 240 | 365 | 2842 | 1380 | 7680 | 1529.35 | 18728.78 | 1380 | 29318.13 | 43707.99 | 0.67077
2017-08-26 | 20:00 | N | 32.85 | 4 | 5.06 | 0.97 | 19:00 | 320 | 214 | 2842 | 1426 | 10512 | 856 | 14380.52 | 1383.22 | 27131.74 | 43578.41 | 0.6226
2017-08-26 | 21:00 | N | 20 | 4 | 6.83 | 0.97 | 20:00 | 322 | 178 | 2842 | 1426 | 6440 | 712 | 19410.86 | 1383.22 | 27946.08 | 43173.81 | 0.64729
2017-08-26 | 22:00 | N | 36.63 | 3.93 | 5.25 | 0.97 | 21:00 | 337 | 173 | 2842 | 1426 | 12344.31 | 679.89 | 14920.5 | 1383.22 | 29327.92 | 43061.02 | 0.68108
2017-08-26 | 23:00 | N | 50 | 3.74 | 3.94 | 0.01 | 22:00 | 394 | 194 | 2842 | 1426 | 19700 | 725.56 | 11197.48 | 14.26 | 31637.3 | 41786.16 | 0.75712
2017-08-26 | 24:00 | N | 30 | 3 | 3.93 | 0.01 | 23:00 | 389 | 265 | 2985 | 1111 | 11670 | 795 | 11731.05 | 11.11 | 24207.16 | 39699.82 | 0.60975
2017-08-27 | 1:00 | N | 8.11 | 4.31 | 4.73 | 0.12 | 24:00 | 362 | 243 | 2985 | 1111 | 2935.82 | 1047.33 | 14119.05 | 133.32 | 18235.52 | 37419.42 | 0.48733
2017-08-27 | 2:00 | N | 5 | 2.22 | 3 | 0.12 | 1:00 | 294 | 212 | 2985 | 1111 | 1470 | 470.64 | 8955 | 133.32 | 11028.96 | 35755.82 | 0.30845
2017-08-27 | 3:00 | N | 2.93 | 1.59 | 3 | 0.76 | 2:00 | 236 | 179 | 2985 | 1111 | 691.48 | 284.61 | 8955 | 844.36 | 10775.45 | 34338.4 | 0.3138
2017-08-27 | 4:00 | N | 2.61 | 1 | 3 | 0.76 | 3:00 | 201 | 205 | 2985 | 1717 | 524.61 | 205 | 8955 | 1304.92 | 10989.53 | 33089.22 | 0.33212
2017-08-27 | 5:00 | N | 2.11 | 2.11 | 3 | 0.76 | 4:00 | 185 | 205 | 2985 | 1717 | 390.35 | 432.55 | 8955 | 1304.92 | 11082.82 | 32201.4 | 0.34417
2017-08-27 | 6:00 | N | 2.61 | 3.26 | 3.46 | 0.76 | 5:00 | 207 | 283 | 2985 | 1717 | 540.27 | 922.58 | 10328.1 | 1304.92 | 13095.87 | 31805.9 | 0.41174
2017-08-27 | 7:00 | N | 3.5 | 10.99 | 4.99 | 4.78 | 6:00 | 327 | 438 | 2985 | 1717 | 1144.5 | 4813.62 | 14895.15 | 8207.26 | 29060.53 | 31793.81 | 0.91403
2017-08-27 | 8:00 | N | 5.55 | 4.48 | 4.41 | 4.47 | 7:00 | 249 | 556 | 2872 | 2219 | 1381.95 | 2490.88 | 12665.52 | 9918.93 | 26457.28 | 32093.74 | 0.82438
2017-08-27 | 9:00 | N | 8.09 | 8.11 | 5 | 7.11 | 8:00 | 256 | 306 | 2872 | 2219 | 2071.04 | 2481.66 | 14360 | 15777.09 | 34689.79 | 32350.18 | 1.0723
2017-08-27 | 10:00 | N | 8.11 | 6.59 | 4.04 | 6.07 | 9:00 | 156 | 343 | 2872 | 2219 | 1265.16 | 2260.37 | 11602.88 | 13469.33 | 28597.74 | 33645.44 | 0.84997
2017-08-27 | 11:00 | N | 8.61 | 8.61 | 3 | 2.55 | 10:00 | 196 | 315 | 2872 | 2219 | 1687.56 | 2712.15 | 8616 | 5658.45 | 18674.16 | 35505.03 | 0.52596
2017-08-27 | 12:00 | N | 2.29 | 6.66 | 5.46 | 1 | 11:00 | 226 | 326 | 2842 | 1635 | 517.54 | 2171.16 | 15517.32 | 1635 | 19841.02 | 37437.44 | 0.52998
2017-08-27 | 13:00 | N | 1.93 | 4.47 | 4.11 | 2.32 | 12:00 | 222 | 319 | 2842 | 1635 | 428.46 | 1425.93 | 11680.62 | 3793.2 | 17328.21 | 38549.09 | 0.44951
2017-08-27 | 14:00 | N | 2.61 | 5.46 | 5.81 | 1 | 13:00 | 195 | 299 | 2842 | 1635 | 508.95 | 1632.54 | 16512.02 | 1635 | 20288.51 | 39356.25 | 0.51551
2017-08-27 | 15:00 | N | 2.11 | 6.61 | 6.61 | 1.15 | 14:00 | 205 | 237 | 2842 | 1635 | 432.55 | 1566.57 | 18785.62 | 1880.25 | 22664.99 | 40079.09 | 0.56551
2017-08-27 | 16:00 | N | 2 | 9.2 | 9.2 | 2.09 | 15:00 | 212 | 213 | 2842 | 1380 | 424 | 1959.6 | 26146.4 | 2884.2 | 31414.2 | 40657.86 | 0.77265
2017-08-27 | 17:00 | N | 2.61 | 6.61 | 6.61 | 1 | 16:00 | 191 | 237 | 2842 | 1380 | 498.51 | 1566.57 | 18785.62 | 1380 | 22230.7 | 40979.11 | 0.54249
2017-08-27 | 18:00 | N | 8.61 | 4 | 5 | 1 | 17:00 | 218 | 258 | 2842 | 1380 | 1876.98 | 1032 | 14210 | 1380 | 18498.98 | 41095.05 | 0.45015
2017-08-27 | 19:00 | N | 30 | 3.94 | 5 | 1 | 18:00 | 240 | 365 | 2842 | 1380 | 7200 | 1438.1 | 14210 | 1380 | 24228.1 | 41438.33 | 0.58468
2017-08-27 | 20:00 | N | 30 | 8.05 | 8.05 | 0.97 | 19:00 | 320 | 214 | 2842 | 1426 | 9600 | 1722.7 | 22878.1 | 1383.22 | 35584.02 | 41653.69 | 0.85428
2017-08-27 | 21:00 | N | 20 | 8.61 | 9.54 | 0.97 | 20:00 | 322 | 178 | 2842 | 1426 | 6440 | 1532.58 | 27112.68 | 1383.22 | 36468.48 | 41401.05 | 0.88086
2017-08-27 | 22:00 | N | 32 | 3.17 | 3.37 | 0.97 | 21:00 | 337 | 173 | 2842 | 1426 | 10784 | 548.41 | 9577.54 | 1383.22 | 22293.17 | 41553.86 | 0.53649
2017-08-27 | 23:00 | N | 50 | 4.93 | 5.13 | 0.12 | 22:00 | 394 | 194 | 2842 | 1426 | 19700 | 956.42 | 14579.46 | 171.12 | 35407 | 40467.8 | 0.87494
2017-08-27 | 24:00 | N | 29.71 | 3.23 | 3.43 | 0.12 | 23:00 | 389 | 265 | 2985 | 1111 | 11557.19 | 855.95 | 10238.55 | 133.32 | 22785.01 | 38177.26 | 0.59682
2017-08-28 | 1:00 | N | 7.41 | 4 | 7.61 | 0.12 | 24:00 | 362 | 243 | 2985 | 1111 | 2682.42 | 972 | 22715.85 | 133.32 | 26503.59 | 35311.08 | 0.75057
2017-08-28 | 2:00 | N | 5 | 1.89 | 7.61 | 0.12 | 1:00 | 294 | 212 | 2985 | 1111 | 1470 | 400.68 | 22715.85 | 133.32 | 24719.85 | 33150.6 | 0.74568
2017-08-28 | 3:00 | N | 3.47 | 1.01 | 8 | 0.76 | 2:00 | 236 | 179 | 2985 | 1111 | 818.92 | 180.79 | 23880 | 844.36 | 25724.07 | 31649.42 | 0.81278
2017-08-28 | 4:00 | N | 3.11 | 1 | 7.61 | 0.76 | 3:00 | 201 | 205 | 2985 | 1717 | 625.11 | 205 | 22715.85 | 1304.92 | 24850.88 | 30755.81 | 0.80801
2017-08-28 | 5:00 | N | 2.61 | 1.01 | 7.61 | 0.76 | 4:00 | 185 | 205 | 2985 | 1717 | 482.85 | 207.05 | 22715.85 | 1304.92 | 24710.67 | 30345.37 | 0.81431
2017-08-28 | 6:00 | N | 2.6 | 6.08 | 7.61 | 0.76 | 5:00 | 207 | 283 | 2985 | 1717 | 538.2 | 1720.64 | 22715.85 | 1304.92 | 26279.61 | 30546.73 | 0.86031
2017-08-28 | 7:00 | N | 3.5 | 8.61 | 7.61 | 3.76 | 6:00 | 327 | 438 | 2985 | 1717 | 1144.5 | 3771.18 | 22715.85 | 6455.92 | 34087.45 | 31797.24 | 1.072
2017-08-28 | 8:00 | N | 4.19 | 4.89 | 5.19 | 3.89 | 7:00 | 249 | 556 | 2872 | 2219 | 1043.31 | 2718.84 | 14905.68 | 8631.91 | 27299.74 | 34180.72 | 0.79869
2017-08-28 | 9:00 | N | 6.56 | 7.41 | 7.61 | 4.9 | 8:00 | 256 | 306 | 2872 | 2219 | 1679.36 | 2267.46 | 21855.92 | 10873.1 | 36675.84 | 34814.34 | 1.0535
2017-08-28 | 10:00 | N | 3.84 | 6.25 | 6.25 | 4.9 | 9:00 | 156 | 343 | 2872 | 2219 | 599.04 | 2143.75 | 17950 | 10873.1 | 31565.89 | 35609.71 | 0.88644
2017-08-28 | 11:00 | N | 3.5 | 5.39 | 5.94 | 2.19 | 10:00 | 196 | 315 | 2872 | 2219 | 686 | 1697.85 | 17059.68 | 4859.61 | 24303.14 | 37155.96 | 0.65408
2017-08-28 | 12:00 | N | 2.11 | 5.01 | 7.33 | 2.86 | 11:00 | 226 | 326 | 2842 | 1635 | 476.86 | 1633.26 | 20831.86 | 4676.1 | 27618.08 | 38593.7 | 0.71561
2017-08-28 | 13:00 | N | 2 | 6.21 | 6.61 | 4.61 | 12:00 | 222 | 319 | 2842 | 1635 | 444 | 1980.99 | 18785.62 | 7537.35 | 28747.96 | 40155.49 | 0.71592
2017-08-28 | 14:00 | N | 3.5 | 5.42 | 10.81 | 3.11 | 13:00 | 195 | 299 | 2842 | 1635 | 682.5 | 1620.58 | 30722.02 | 5084.85 | 38109.95 | 41453.21 | 0.91935
2017-08-28 | 15:00 | N | 2.61 | 7.37 | 11.33 | 2.99 | 14:00 | 205 | 237 | 2842 | 1635 | 535.05 | 1746.69 | 32199.86 | 4888.65 | 39370.25 | 42695.43 | 0.92212
2017-08-28 | 16:00 | N | 2.61 | 13.88 | 18.07 | 2.99 | 15:00 | 212 | 213 | 2842 | 1380 | 553.32 | 2956.44 | 51354.94 | 4126.2 | 58990.9 | 43827.29 | 1.346
2017-08-28 | 17:00 | N | 3.5 | 8 | 11.82 | 2.4 | 16:00 | 191 | 237 | 2842 | 1380 | 668.5 | 1896 | 33592.44 | 3312 | 39468.94 | 44476.18 | 0.88742
2017-08-28 | 18:00 | N | 10 | 4 | 7.86 | 1.41 | 17:00 | 218 | 258 | 2842 | 1380 | 2180 | 1032 | 22338.12 | 1945.8 | 27495.92 | 44818.02 | 0.6135
2017-08-28 | 19:00 | N | 40 | 2.61 | 6.03 | 1.21 | 18:00 | 240 | 365 | 2842 | 1380 | 9600 | 952.65 | 17137.26 | 1669.8 | 29359.71 | 44742.83 | 0.65619
2017-08-28 | 20:00 | N | 40 | 3.01 | 5.89 | 1.54 | 19:00 | 320 | 214 | 2842 | 1426 | 12800 | 644.14 | 16739.38 | 2196.04 | 32379.56 | 44374.43 | 0.72969
2017-08-28 | 21:00 | N | 20 | 4.99 | 7.65 | 1.14 | 20:00 | 322 | 178 | 2842 | 1426 | 6440 | 888.22 | 21741.3 | 1625.64 | 30695.16 | 43562.47 | 0.70462
2017-08-28 | 22:00 | N | 20 | 3.6 | 3.6 | 1.32 | 21:00 | 337 | 173 | 2842 | 1426 | 6740 | 622.8 | 10231.2 | 1882.32 | 19476.32 | 43394.74 | 0.44882
2017-08-28 | 23:00 | N | 51.95 | 7.09 | 7.61 | 0.12 | 22:00 | 394 | 194 | 2842 | 1426 | 20468.3 | 1375.46 | 21627.62 | 171.12 | 43642.5 | 41774.2 | 1.0447
2017-08-28 | 24:00 | N | 30 | 7.75 | 8.07 | 0.12 | 23:00 | 389 | 265 | 2985 | 1111 | 11670 | 2053.75 | 24088.95 | 133.32 | 37946.02 | 38752.53 | 0.97919
2017-08-29 | 1:00 | N | 20 | 3 | 3 | 0.12 | 24:00 | 362 | 243 | 2985 | 1111 | 7240 | 729 | 8955 | 133.32 | 17057.32 | 35506.81 | 0.4804
2017-08-29 | 2:00 | N | 6.97 | 2.4 | 3 | 0.01 | 1:00 | 294 | 212 | 2985 | 1111 | 2049.18 | 508.8 | 8955 | 11.11 | 11524.09 | 33036.17 | 0.34883
2017-08-29 | 3:00 | N | 5 | 1.2 | 3 | 0.91 | 2:00 | 236 | 179 | 2985 | 1111 | 1180 | 214.8 | 8955 | 1011.01 | 11360.81 | 31332.34 | 0.36259
2017-08-29 | 4:00 | N | 5 | 1.11 | 3 | 0.91 | 3:00 | 201 | 205 | 2985 | 1717 | 1005 | 227.55 | 8955 | 1562.47 | 11750.02 | 30197.73 | 0.3891
2017-08-29 | 5:00 | N | 3.11 | 2.11 | 3 | 0.91 | 4:00 | 185 | 205 | 2985 | 1717 | 575.35 | 432.55 | 8955 | 1562.47 | 11525.37 | 29613.33 | 0.3892
2017-08-29 | 6:00 | N | 3.5 | 3 | 3 | 0.91 | 5:00 | 207 | 283 | 2985 | 1717 | 724.5 | 849 | 8955 | 1562.47 | 12090.97 | 29624.32 | 0.40814
2017-08-29 | 7:00 | N | 6.34 | 5.8 | 5.25 | 4.8 | 6:00 | 327 | 438 | 2985 | 1717 | 2073.18 | 2540.4 | 15671.25 | 8241.6 | 28526.43 | 30886.73 | 0.92358
2017-08-29 | 8:00 | N | 8.11 | 2.61 | 3.36 | 3.15 | 7:00 | 249 | 556 | 2872 | 2219 | 2019.39 | 1451.16 | 9649.92 | 6989.85 | 20110.32 | 33269.28 | 0.60447
2017-08-29 | 9:00 | N | 8.61 | 4.12 | 4.32 | 4 | 8:00 | 256 | 306 | 2872 | 2219 | 2204.16 | 1260.72 | 12407.04 | 8876 | 24747.92 | 33906.56 | 0.72989
2017-08-29 | 10:00 | N | 8.11 | 5.57 | 5.57 | 5.12 | 9:00 | 156 | 343 | 2872 | 2219 | 1265.16 | 1910.51 | 15997.04 | 11361.28 | 30533.99 | 35010.46 | 0.87214
2017-08-29 | 11:00 | N | 3.5 | 5.01 | 4.67 | 1.22 | 10:00 | 196 | 315 | 2872 | 2219 | 686 | 1578.15 | 13412.24 | 2707.18 | 18383.57 | 37133.32 | 0.49507
2017-08-29 | 12:00 | N | 2.61 | 5.01 | 5.4 | 2.62 | 11:00 | 226 | 326 | 2842 | 1635 | 589.86 | 1633.26 | 15346.8 | 4283.7 | 21853.62 | 39397.72 | 0.55469
2017-08-29 | 13:00 | N | 2 | 5.58 | 6.67 | 3.98 | 12:00 | 222 | 319 | 2842 | 1635 | 444 | 1780.02 | 18956.14 | 6507.3 | 27687.46 | 41441.47 | 0.66811
2017-08-29 | 14:00 | N | 3.5 | 6.01 | 7.9 | 2.99 | 13:00 | 195 | 299 | 2842 | 1635 | 682.5 | 1796.99 | 22451.8 | 4888.65 | 29819.94 | 43219.91 | 0.68996
2017-08-29 | 15:00 | N | 2.61 | 6.01 | 10.54 | 1.64 | 14:00 | 205 | 237 | 2842 | 1635 | 535.05 | 1424.37 | 29954.68 | 2681.4 | 34595.5 | 45064.02 | 0.7677
2017-08-29 | 16:00 | N | 2 | 11.08 | 16 | 2.99 | 15:00 | 212 | 213 | 2842 | 1380 | 424 | 2360.04 | 45472 | 4126.2 | 52382.24 | 46526.51 | 1.1259
2017-08-29 | 17:00 | N | 3.22 | 12.45 | 17.88 | 2.99 | 16:00 | 191 | 237 | 2842 | 1380 | 615.02 | 2950.65 | 50814.96 | 4126.2 | 58506.83 | 47511.2 | 1.2314
2017-08-29 | 18:00 | N | 10 | 4.01 | 9.19 | 1 | 17:00 | 218 | 258 | 2842 | 1380 | 2180 | 1034.58 | 26117.98 | 1380 | 30712.56 | 48340.78 | 0.63533
2017-08-29 | 19:00 | N | 32 | 2.95 | 5.94 | 1 | 18:00 | 240 | 365 | 2842 | 1380 | 7680 | 1076.75 | 16881.48 | 1380 | 27018.23 | 48563.79 | 0.55635
2017-08-29 | 20:00 | N | 25.3 | 3.86 | 5.42 | 1.06 | 19:00 | 320 | 214 | 2842 | 1426 | 8096 | 826.04 | 15403.64 | 1511.56 | 25837.24 | 47675.09 | 0.54194
2017-08-29 | 21:00 | N | 20 | 7.59 | 11.61 | 1.22 | 20:00 | 322 | 178 | 2842 | 1426 | 6440 | 1351.02 | 32995.62 | 1739.72 | 42526.36 | 46348.38 | 0.91754
2017-08-29 | 22:00 | N | 29.84 | 3.72 | 5.25 | 1.22 | 21:00 | 337 | 173 | 2842 | 1426 | 10056.08 | 643.56 | 14920.5 | 1739.72 | 27359.86 | 45877.36 | 0.59637
2017-08-29 | 23:00 | N | 40 | 5.03 | 4.31 | 0.12 | 22:00 | 394 | 194 | 2842 | 1426 | 15760 | 975.82 | 12249.02 | 171.12 | 29155.96 | 43938.3 | 0.66357
2017-08-29 | 24:00 | N | 40 | 4.91 | 4.83 | 0.12 | 23:00 | 389 | 265 | 2985 | 1111 | 15560 | 1301.15 | 14417.55 | 133.32 | 31412.02 | 40645.11 | 0.77284
2017-08-30 | 1:00 | N | 20 | 1.2 | 3.2 | 0.01 | 24:00 | 362 | 243 | 2985 | 1111 | 7240 | 291.6 | 9552 | 11.11 | 17094.71 | 37088.61 | 0.46092
2017-08-30 | 2:00 | N | 8.61 | 1 | 3.2 | 0.01 | 1:00 | 294 | 212 | 2985 | 1111 | 2531.34 | 212 | 9552 | 11.11 | 12306.45 | 34216.89 | 0.35966
2017-08-30 | 3:00 | N | 4.97 | 1 | 3.2 | 0.61 | 2:00 | 236 | 179 | 2985 | 1111 | 1172.92 | 179 | 9552 | 677.71 | 11581.63 | 32365.4 | 0.35784
2017-08-30 | 4:00 | N | 3.84 | 1 | 3.2 | 0.61 | 3:00 | 201 | 205 | 2985 | 1717 | 771.84 | 205 | 9552 | 1047.37 | 11576.21 | 31092.28 | 0.37232
2017-08-30 | 5:00 | N | 2.91 | 1 | 3.2 | 0.61 | 4:00 | 185 | 205 | 2985 | 1717 | 538.35 | 205 | 9552 | 1047.37 | 11342.72 | 30286.72 | 0.37451
2017-08-30 | 6:00 | N | 3.78 | 2.4 | 3.2 | 0.61 | 5:00 | 207 | 283 | 2985 | 1717 | 782.46 | 679.2 | 9552 | 1047.37 | 12061.03 | 30206.43 | 0.39929
2017-08-30 | 7:00 | N | 4.42 | 3.05 | 2.61 | 3.04 | 6:00 | 327 | 438 | 2985 | 1717 | 1445.34 | 1335.9 | 7790.85 | 5219.68 | 15791.77 | 31299.52 | 0.50454
2017-08-30 | 8:00 | N | 4.32 | 1.2 | 2.61 | 2.99 | 7:00 | 249 | 556 | 2872 | 2219 | 1075.68 | 667.2 | 7495.92 | 6634.81 | 15873.61 | 33767.45 | 0.47009
2017-08-30 | 9:00 | N | 3.5 | 2.61 | 3.98 | 3.77 | 8:00 | 256 | 306 | 2872 | 2219 | 896 | 798.66 | 11430.56 | 8365.63 | 21490.85 | 34187.43 | 0.62862
2017-08-30 | 10:00 | N | 2.6 | 3.11 | 4.5 | 4.5 | 9:00 | 156 | 343 | 2872 | 2219 | 405.6 | 1066.73 | 12924 | 9985.5 | 24381.83 | 35283.97 | 0.69102
2017-08-30 | 11:00 | N | 2 | 5 | 5 | 0.99 | 10:00 | 196 | 315 | 2872 | 2219 | 392 | 1575 | 14360 | 2196.81 | 18523.81 | 38043.37 | 0.48691
2017-08-30 | 12:00 | N | 1 | 4.49 | 4.69 | 2.75 | 11:00 | 226 | 326 | 2842 | 1635 | 226 | 1463.74 | 13328.98 | 4496.25 | 19514.97 | 41167.45 | 0.47404
2017-08-30 | 13:00 | N | 0.71 | 3.5 | 5 | 2.99 | 12:00 | 222 | 319 | 2842 | 1635 | 157.62 | 1116.5 | 14210 | 4888.65 | 20372.77 | 43964.99 | 0.46339
2017-08-30 | 14:00 | N | 2 | 9.46 | 9.66 | 1 | 13:00 | 195 | 299 | 2842 | 1635 | 390 | 2828.54 | 27453.72 | 1635 | 32307.26 | 46411.55 | 0.6961
2017-08-30 | 15:00 | N | 1.03 | 12.64 | 17.48 | 1.7 | 14:00 | 205 | 237 | 2842 | 1635 | 211.15 | 2995.68 | 49678.16 | 2779.5 | 55664.49 | 48686.18 | 1.1433
2017-08-30 | 16:00 | N | 1.23 | 17.75 | 23 | 2.99 | 15:00 | 212 | 213 | 2842 | 1380 | 260.76 | 3780.75 | 65366 | 4126.2 | 73533.71 | 50324.02 | 1.4612
2017-08-30 | 17:00 | N | 1.64 | 28.77 | 35.6 | 2.99 | 16:00 | 191 | 237 | 2842 | 1380 | 313.24 | 6818.49 | 101175.2 | 4126.2 | 112433.13 | 51567.29 | 2.1803
2017-08-30 | 18:00 | N | 2.21 | 22.08 | 28.43 | 2.99 | 17:00 | 218 | 258 | 2842 | 1380 | 481.78 | 5696.64 | 80798.06 | 4126.2 | 91102.68 | 52410.32 | 1.7383
2017-08-30 | 19:00 | N | 3.5 | 8.35 | 11.32 | 1.47 | 18:00 | 240 | 365 | 2842 | 1380 | 840 | 3047.75 | 32171.44 | 2028.6 | 38087.79 | 52185.85 | 0.72985
2017-08-30 | 20:00 | N | 3.5 | 8.65 | 11.57 | 1.35 | 19:00 | 320 | 214 | 2842 | 1426 | 1120 | 1851.1 | 32881.94 | 1925.1 | 37778.14 | 50896.36 | 0.74226
2017-08-30 | 21:00 | N | 4 | 7.13 | 10.4 | 0.99 | 20:00 | 322 | 178 | 2842 | 1426 | 1288 | 1269.14 | 29556.8 | 1411.74 | 33525.68 | 48949.27 | 0.68491
2017-08-30 | 22:00 | N | 20 | 4.35 | 6.03 | 0.99 | 21:00 | 337 | 173 | 2842 | 1426 | 6740 | 752.55 | 17137.26 | 1411.74 | 26041.55 | 48232.99 | 0.53991
2017-08-30 | 23:00 | N | 34.88 | 2.4 | 3.9 | 0.12 | 22:00 | 394 | 194 | 2842 | 1426 | 13742.72 | 465.6 | 11083.8 | 171.12 | 25463.24 | 45933.03 | 0.55436
2017-08-30 | 24:00 | N | 38.34 | 1.2 | 3.96 | 0.01 | 23:00 | 389 | 265 | 2985 | 1111 | 14914.26 | 318 | 11820.6 | 11.11 | 27063.97 | 42229.52 | 0.64088
2017-08-31 | 1:00 | N | 11.22 | 2.61 | 3 | 0.01 | 24:00 | 362 | 243 | 2985 | 1111 | 4061.64 | 634.23 | 8955 | 11.11 | 13661.98 | 38278 | 0.35691
2017-08-31 | 2:00 | N | 6.91 | 2.11 | 3 | 0.01 | 1:00 | 294 | 212 | 2985 | 1111 | 2031.54 | 447.32 | 8955 | 11.11 | 11444.97 | 35223.24 | 0.32493
2017-08-31 | 3:00 | N | 4.41 | 1 | 3 | 0.61 | 2:00 | 236 | 179 | 2985 | 1111 | 1040.76 | 179 | 8955 | 677.71 | 10852.47 | 33164.55 | 0.32723
2017-08-31 | 4:00 | N | 3.5 | 1 | 2.61 | 0.61 | 3:00 | 201 | 205 | 2985 | 1717 | 703.5 | 205 | 7790.85 | 1047.37 | 9746.72 | 31731.51 | 0.30716
2017-08-31 | 5:00 | N | 2.61 | 1 | 2.61 | 0.61 | 4:00 | 185 | 205 | 2985 | 1717 | 482.85 | 205 | 7790.85 | 1047.37 | 9526.07 | 30914.25 | 0.30814
2017-08-31 | 6:00 | N | 3.5 | 2.61 | 2.81 | 0.61 | 5:00 | 207 | 283 | 2985 | 1717 | 724.5 | 738.63 | 8387.85 | 1047.37 | 10898.35 | 30897.27 | 0.35273
2017-08-31 | 7:00 | N | 2.61 | 2.65 | 2.5 | 2.99 | 6:00 | 327 | 438 | 2985 | 1717 | 853.47 | 1160.7 | 7462.5 | 5133.83 | 14610.5 | 32113.53 | 0.45496
2017-08-31 | 8:00 | N | 2.61 | 1 | 2.5 | 2.49 | 7:00 | 249 | 556 | 2872 | 2219 | 649.89 | 556 | 7180 | 5525.31 | 13911.2 | 34603.53 | 0.40202
2017-08-31 | 9:00 | N | 3.11 | 2.5 | 2.5 | 2.99 | 8:00 | 256 | 306 | 2872 | 2219 | 796.16 | 765 | 7180 | 6634.81 | 15375.97 | 35270.24 | 0.43595
2017-08-31 | 10:00 | N | 2.61 | 3.83 | 4.03 | 3.82 | 9:00 | 156 | 343 | 2872 | 2219 | 407.16 | 1313.69 | 11574.16 | 8476.58 | 21771.59 | 36792.18 | 0.59175
2017-08-31 | 11:00 | N | 2.61 | 4.75 | 4.86 | 2.72 | 10:00 | 196 | 315 | 2872 | 2219 | 511.56 | 1496.25 | 13957.92 | 6035.68 | 22001.41 | 39737.36 | 0.55367
2017-08-31 | 12:00 | N | 1.5 | 6.69 | 6.89 | 2.99 | 11:00 | 226 | 326 | 2842 | 1635 | 339 | 2180.94 | 19581.38 | 4888.65 | 26989.97 | 43229.52 | 0.62434
2017-08-31 | 13:00 | N | 1.01 | 9.01 | 10.51 | 1 | 12:00 | 222 | 319 | 2842 | 1635 | 224.22 | 2874.19 | 29869.42 | 1635 | 34602.83 | 46585.01 | 0.74279
2017-08-31 | 14:00 | N | 2 | 14.21 | 17.1 | 3.56 | 13:00 | 195 | 299 | 2842 | 1635 | 390 | 4248.79 | 48598.2 | 5820.6 | 59057.59 | 49405.33 | 1.1954
2017-08-31 | 15:00 | N | 1.69 | 17 | 22.64 | 2.99 | 14:00 | 205 | 237 | 2842 | 1635 | 346.45 | 4029 | 64342.88 | 4888.65 | 73606.98 | 52062.81 | 1.4138
2017-08-31 | 16:00 | N | 2.11 | 28.2 | 39.12 | 2.99 | 15:00 | 212 | 213 | 2842 | 1380 | 447.32 | 6006.6 | 111179.04 | 4126.2 | 121759.16 | 54157.14 | 2.2483
2017-08-31 | 17:00 | N | 2.14 | 39.63 | 49.07 | 2.99 | 16:00 | 191 | 237 | 2842 | 1380 | 408.74 | 9392.31 | 139456.94 | 4126.2 | 153384.19 | 55600.96 | 2.7587
2017-08-31 | 18:00 | N | 2.13 | 20.54 | 32 | 2.99 | 17:00 | 218 | 258 | 2842 | 1380 | 464.34 | 5299.32 | 90944 | 4126.2 | 100833.86 | 56548.19 | 1.7831
2017-08-31 | 19:00 | N | 3.5 | 8.06 | 13.47 | 2.99 | 18:00 | 240 | 365 | 2842 | 1380 | 840 | 2941.9 | 38281.74 | 4126.2 | 46189.84 | 56238.18 | 0.82133
2017-08-31 | 20:00 | N | 3.5 | 9 | 11.83 | 1.95 | 19:00 | 320 | 214 | 2842 | 1426 | 1120 | 1926 | 33620.86 | 2780.7 | 39447.56 | 54476.34 | 0.72412
2017-08-31 | 21:00 | N | 3.5 | 7.88 | 10.61 | 1.19 | 20:00 | 322 | 178 | 2842 | 1426 | 1127 | 1402.64 | 30153.62 | 1696.94 | 34380.2 | 51918.03 | 0.6622
2017-08-31 | 22:00 | N | 20 | 5 | 7.31 | 1 | 21:00 | 337 | 173 | 2842 | 1426 | 6740 | 865 | 20775.02 | 1426 | 29806.02 | 50543.33 | 0.58971
2017-08-31 | 23:00 | N | 30 | 2.61 | 3 | 0.12 | 22:00 | 394 | 194 | 2842 | 1426 | 11820 | 506.34 | 8526 | 171.12 | 21023.46 | 47682.65 | 0.4409
2017-08-31 | 24:00 | N | 27.74 | 2.21 | 3.91 | 0.01 | 23:00 | 389 | 265 | 2985 | 1111 | 10790.86 | 585.65 | 11671.35 | 11.11 | 23058.97 | 43724.62 | 0.52737
2017-09-01 | 1:00 | N | 10.43 | 2.61 | 3 | 0.5 | 24:00 | 362 | 243 | 2985 | 1111 | 3775.66 | 634.23 | 8955 | 555.5 | 13920.39 | 39673.3 | 0.35088
2017-09-01 | 2:00 | N | 6.25 | 1.2 | 2.75 | 0.5 | 1:00 | 294 | 212 | 2985 | 1111 | 1837.5 | 254.4 | 8208.75 | 555.5 | 10856.15 | 36319.13 | 0.29891
2017-09-01 | 3:00 | N | 5.32 | 1 | 2.75 | 1.29 | 2:00 | 236 | 179 | 2985 | 1111 | 1255.52 | 179 | 8208.75 | 1433.19 | 11076.46 | 34113.99 | 0.32469
2017-09-01 | 4:00 | N | 5 | 1 | 2.75 | 1.2 | 3:00 | 201 | 205 | 2985 | 1717 | 1005 | 205 | 8208.75 | 2060.4 | 11479.15 | 32603.35 | 0.35208
2017-09-01 | 5:00 | N | 5 | 1.2 | 2.75 | 1.29 | 4:00 | 185 | 205 | 2985 | 1717 | 925 | 246 | 8208.75 | 2214.93 | 11594.68 | 31702.72 | 0.36573
2017-09-01 | 6:00 | N | 9.11 | 4.19 | 3 | 1.26 | 5:00 | 207 | 283 | 2985 | 1717 | 1885.77 | 1185.77 | 8955 | 2163.42 | 14189.96 | 31449.75 | 0.45119
2017-09-01 | 7:00 | N | 5.8 | 4 | 2.5 | 2.99 | 6:00 | 327 | 438 | 2985 | 1717 | 1896.6 | 1752 | 7462.5 | 5133.83 | 16244.93 | 32534.08 | 0.49932
2017-09-01 | 8:00 | N | 3.5 | 1 | 2.5 | 2.7 | 7:00 | 249 | 556 | 2872 | 2219 | 871.5 | 556 | 7180 | 5991.3 | 14598.8 | 35015.78 | 0.41692
2017-09-01 | 9:00 | N | 8.61 | 2.11 | 2.61 | 2.7 | 8:00 | 256 | 306 | 2872 | 2219 | 2204.16 | 645.66 | 7495.92 | 5991.3 | 16337.04 | 35763.28 | 0.45681
2017-09-01 | 10:00 | N | 3.5 | 2.21 | 2.65 | 2.99 | 9:00 | 156 | 343 | 2872 | 2219 | 546 | 758.03 | 7610.8 | 6634.81 | 15549.64 | 37514.19 | 0.4145
2017-09-01 | 11:00 | N | 2 | 4.59 | 4.59 | 5.44 | 10:00 | 196 | 315 | 2872 | 2219 | 392 | 1445.85 | 13182.48 | 12071.36 | 27091.69 | 40633.69 | 0.66673
2017-09-01 | 12:00 | N | 1 | 7.06 | 7.31 | 6.81 | 11:00 | 226 | 326 | 2842 | 1635 | 226 | 2301.56 | 20775.02 | 11134.35 | 34436.93 | 44323.4 | 0.77695
2017-09-01 | 13:00 | N | 1.05 | 8.59 | 10.09 | 9.2 | 12:00 | 222 | 319 | 2842 | 1635 | 233.1 | 2740.21 | 28675.78 | 15042 | 46691.09 | 48005.34 | 0.97262
2017-09-01 | 14:00 | N | 1.11 | 15.5 | 18.16 | 15.94 | 13:00 | 195 | 299 | 2842 | 1635 | 216.45 | 4634.5 | 51610.72 | 26061.9 | 82523.57 | 51206.65 | 1.6116
2017-09-01 | 15:00 | N | 1.79 | 19.89 | 25.83 | 2.99 | 14:00 | 205 | 237 | 2842 | 1635 | 366.95 | 4713.93 | 73408.86 | 4888.65 | 83378.39 | 54088.44 | 1.5415
2017-09-01 | 16:00 | N | 2.21 | 25.49 | 36.95 | 2.99 | 15:00 | 212 | 213 | 2842 | 1380 | 468.52 | 5429.37 | 105011.9 | 4126.2 | 115035.99 | 56015.74 | 2.0536
2017-09-01 | 17:00 | N | 2.38 | 30.2 | 41.19 | 2.99 | 16:00 | 191 | 237 | 2842 | 1380 | 454.58 | 7157.4 | 117061.98 | 4126.2 | 128800.16 | 56871.55 | 2.2648
2017-09-01 | 18:00 | N | 2.11 | 14.22 | 18.52 | 2.18 | 17:00 | 218 | 258 | 2842 | 1380 | 459.98 | 3668.76 | 52633.84 | 3008.4 | 59770.98 | 57101 | 1.0468
2017-09-01 | 19:00 | N | 3.5 | 6.85 | 10.81 | 2.99 | 18:00 | 240 | 365 | 2842 | 1380 | 840 | 2500.25 | 30722.02 | 4126.2 | 38188.47 | 56810 | 0.67221
2017-09-01 | 20:00 | N | 2.61 | 4.9 | 8.23 | 2.99 | 19:00 | 320 | 214 | 2842 | 1426 | 835.2 | 1048.6 | 23389.66 | 4263.74 | 29537.2 | 55228.43 | 0.53482
2017-09-01 | 21:00 | N | 15 | 5.06 | 8.13 | 2.99 | 20:00 | 322 | 178 | 2842 | 1426 | 4830 | 900.68 | 23105.46 | 4263.74 | 33099.88 | 52342.65 | 0.63237
2017-09-01 | 22:00 | N | 22.01 | 3.3 | 4.99 | 2.99 | 21:00 | 337 | 173 | 2842 | 1426 | 7417.37 | 570.9 | 14181.58 | 4263.74 | 26433.59 | 50735.17 | 0.52101
2017-09-01 | 23:00 | N | 30 | 2.61 | 3 | 0.61 | 22:00 | 394 | 194 | 2842 | 1426 | 11820 | 506.34 | 8526 | 869.86 | 21722.2 | 48018.53 | 0.45237
2017-09-01 | 24:00 | N | 20 | 2.61 | 5 | 0.61 | 23:00 | 389 | 265 | 2985 | 1111 | 7780 | 691.65 | 14925 | 677.71 | 24074.36 | 44578.64 | 0.54004
2017-09-02 | 1:00 | N | 10.26 | 2.61 | 3 | 0.5 | 24:00 | 362 | 243 | 2985 | 1111 | 3714.12 | 634.23 | 8955 | 555.5 | 13858.85 | 41115.27 | 0.33707
2017-09-02 | 2:00 | N | 5 | 1 | 3 | 0.45 | 1:00 | 294 | 212 | 2985 | 1111 | 1470 | 212 | 8955 | 499.95 | 11136.95 | 38005.46 | 0.29304
2017-09-02 | 3:00 | N | 5 | 1 | 3 | 1.32 | 2:00 | 236 | 179 | 2985 | 1111 | 1180 | 179 | 8955 | 1466.52 | 11780.52 | 35444.49 | 0.33237
2017-09-02 | 4:00 | N | 4.63 | 1 | 3 | 0.99 | 3:00 | 201 | 205 | 2985 | 1717 | 930.63 | 205 | 8955 | 1699.83 | 11790.46 | 33639.62 | 0.35049
2017-09-02 | 5:00 | N | 4.29 | 1 | 3 | 0.99 | 4:00 | 185 | 205 | 2985 | 1717 | 793.65 | 205 | 8955 | 1699.83 | 11653.48 | 32429.95 | 0.35934
2017-09-02 | 6:00 | N | 8.61 | 3 | 3 | 0.99 | 5:00 | 207 | 283 | 2985 | 1717 | 1782.27 | 849 | 8955 | 1699.83 | 13286.1 | 31755.92 | 0.41838
2017-09-02 | 7:00 | N | 5.41 | 4 | 2.61 | 2.7 | 6:00 | 327 | 438 | 2985 | 1717 | 1769.07 | 1752 | 7790.85 | 4635.9 | 15947.82 | 31760.88 | 0.50212
2017-09-02 | 8:00 | N | 4.65 | 1 | 2.61 | 2.49 | 7:00 | 249 | 556 | 2872 | 2219 | 1157.85 | 556 | 7495.92 | 5525.31 | 14735.08 | 32322.53 | 0.45588
2017-09-02 | 9:00 | N | 10.53 | 2.61 | 2.75 | 2.49 | 8:00 | 256 | 306 | 2872 | 2219 | 2695.68 | 798.66 | 7898 | 5525.31 | 16917.65 | 32729.39 | 0.51689
2017-09-02 | 10:00 | N | 15.8 | 3.29 | 3 | 2.49 | 9:00 | 156 | 343 | 2872 | 2219 | 2464.8 | 1128.47 | 8616 | 5525.31 | 17734.58 | 35213.84 | 0.50363
2017-09-02 | 11:00 | N | 2.61 | 3.7 | 4 | 3.6 | 10:00 | 196 | 315 | 2872 | 2219 | 511.56 | 1165.5 | 11488 | 7988.4 | 21153.46 | 39150.08 | 0.54032
2017-09-02 | 12:00 | N | 1 | 4 | 4.28 | 4.28 | 11:00 | 226 | 326 | 2842 | 1635 | 226 | 1304 | 12163.76 | 6997.8 | 20691.56 | 43374.3 | 0.47705
2017-09-02 | 13:00 | N | 1 | 4.51 | 6 | 5.5 | 12:00 | 222 | 319 | 2842 | 1635 | 222 | 1438.69 | 17052 | 8992.5 | 27705.19 | 47471.62 | 0.58362
2017-09-02 | 14:00 | N | 0.86 | 8.68 | 10.18 | 10.18 | 13:00 | 195 | 299 | 2842 | 1635 | 167.7 | 2595.32 | 28931.56 | 16644.3 | 48338.88 | 50842.51 | 0.95076
2017-09-02 | 15:00 | N | 2.41 | 14.27 | 16.07 | 2.99 | 14:00 | 205 | 237 | 2842 | 1635 | 494.05 | 3381.99 | 45670.94 | 4888.65 | 54435.63 | 53492.44 | 1.0176
2017-09-02 | 16:00 | N | 1.45 | 18.73 | 23.73 | 2.99 | 15:00 | 212 | 213 | 2842 | 1380 | 307.4 | 3989.49 | 67440.66 | 4126.2 | 75863.75 | 55382.56 | 1.3698
2017-09-02 | 17:00 | N | 1.58 | 20.2 | 28 | 2.99 | 16:00 | 191 | 237 | 2842 | 1380 | 301.78 | 4787.4 | 79576 | 4126.2 | 88791.38 | 56558.95 | 1.5699
2017-09-02 | 18:00 | N | 3 | 6.47 | 13.49 | 1.34 | 17:00 | 218 | 258 | 2842 | 1380 | 654 | 1669.26 | 38338.58 | 1849.2 | 42511.04 | 56931.3 | 0.74671
2017-09-02 | 19:00 | N | 7.24 | 6 | 10.65 | 4.61 | 18:00 | 240 | 365 | 2842 | 1380 | 1737.6 | 2190 | 30267.3 | 6361.8 | 40556.7 | 56445.46 | 0.71851
2017-09-02 | 20:00 | N | 2.61 | 5 | 8.74 | 2.99 | 19:00 | 320 | 214 | 2842 | 1426 | 835.2 | 1070 | 24839.08 | 4263.74 | 31008.02 | 54628.92 | 0.56761
2017-09-02 | 21:00 | N | 17.62 | 3.24 | 5.73 | 2.99 | 20:00 | 322 | 178 | 2842 | 1426 | 5673.64 | 576.72 | 16284.66 | 4263.74 | 26798.76 | 52001.87 | 0.51534
2017-09-02 | 22:00 | N | 20 | 2.01 | 3.4 | 2.99 | 21:00 | 337 | 173 | 2842 | 1426 | 6740 | 347.73 | 9662.8 | 4263.74 | 21014.27 | 50679.91 | 0.41465
2017-09-02 | 23:00 | N | 20 | 3.15 | 3 | 0.5 | 22:00 | 394 | 194 | 2842 | 1426 | 7880 | 611.1 | 8526 | 713 | 17730.1 | 48028.38 | 0.36916
2017-09-02 | 24:00 | N | 13.71 | 2.61 | 3 | 0.5 | 23:00 | 389 | 265 | 2985 | 1111 | 5333.19 | 691.65 | 8955 | 555.5 | 15535.34 | 44988.81 | 0.34532
2017-09-03 | 1:00 | N | 6.51 | 2.69 | 3 | 0.5 | 24:00 | 362 | 243 | 2985 | 1111 | 2356.62 | 653.67 | 8955 | 555.5 | 12520.79 | 41619.07 | 0.30084
2017-09-03 | 2:00 | N | 3.5 | 2.09 | 3 | 0.61 | 1:00 | 294 | 212 | 2985 | 1111 | 1029 | 443.08 | 8955 | 677.71 | 11104.79 | 38630.82 | 0.28746
2017-09-03 | 3:00 | N | 3.34 | 1 | 3 | 1 | 2:00 | 236 | 179 | 2985 | 1111 | 788.24 | 179 | 8955 | 1111 | 11033.24 | 36358.38 | 0.30346
2017-09-03 | 4:00 | N | 3.03 | 1 | 3 | 0.99 | 3:00 | 201 | 205 | 2985 | 1717 | 609.03 | 205 | 8955 | 1699.83 | 11468.86 | 34598.86 | 0.33148
2017-09-03 | 5:00 | N | 3.5 | 2.11 | 3 | 0.99 | 4:00 | 185 | 205 | 2985 | 1717 | 647.5 | 432.55 | 8955 | 1699.83 | 11734.88 | 33366.13 | 0.3517
2017-09-03 | 6:00 | N | 6.28 | 3.27 | 3 | 0.99 | 5:00 | 207 | 283 | 2985 | 1717 | 1299.96 | 925.41 | 8955 | 1699.83 | 12880.2 | 32569.08 | 0.39547
2017-09-03 | 7:00 | N | 3.5 | 5 | 2.5 | 2.5 | 6:00 | 327 | 438 | 2985 | 1717 | 1144.5 | 2190 | 7462.5 | 4292.5 | 15089.5 | 32373.36 | 0.46611
2017-09-03 | 8:00 | N | 3.5 | 2.21 | 2.5 | 2.57 | 7:00 | 249 | 556 | 2872 | 2219 | 871.5 | 1228.76 | 7180 | 5702.83 | 14983.09 | 32593.58 | 0.45969
2017-09-03 | 9:00 | N | 5.88 | 4 | 2.51 | 2.99 | 8:00 | 256 | 306 | 2872 | 2219 | 1505.28 | 1224 | 7208.72 | 6634.81 | 16572.81 | 32775.05 | 0.50565
2017-09-03 | 10:00 | N | 8.61 | 4 | 3 | 2.7 | 9:00 | 156 | 343 | 2872 | 2219 | 1343.16 | 1372 | 8616 | 5991.3 | 17322.46 | 35031.03 | 0.49449
2017-09-03 | 11:00 | N | 2.61 | 4.08 | 3.11 | 3.68 | 10:00 | 196 | 315 | 2872 | 2219 | 511.56 | 1285.2 | 8931.92 | 8165.92 | 18894.6 | 38811.62 | 0.48683
2017-09-03 | 12:00 | N | 1 | 5.81 | 5.81 | 6.25 | 11:00 | 226 | 326 | 2842 | 1635 | 226 | 1894.06 | 16512.02 | 10218.75 | 28850.83 | 42708.6 | 0.67553
2017-09-03 | 13:00 | N | 1.32 | 8.34 | 9.06 | 8.34 | 12:00 | 222 | 319 | 2842 | 1635 | 293.04 | 2660.46 | 25748.52 | 13635.9 | 42337.92 | 46549.22 | 0.90953
2017-09-03 | 14:00 | N | 1 | 15.38 | 16.36 | 15.38 | 13:00 | 195 | 299 | 2842 | 1635 | 195 | 4598.62 | 46495.12 | 25146.3 | 76435.04 | 50062.87 | 1.5268
2017-09-03 | 15:00 | N | 2.21 | 15.22 | 20 | 1.54 | 14:00 | 205 | 237 | 2842 | 1635 | 453.05 | 3607.14 | 56840 | 2517.9 | 63418.09 | 52900.57 | 1.1988
2017-09-03 | 16:00 | N | 2.21 | 27.53 | 32.59 | 1.52 | 15:00 | 212 | 213 | 2842 | 1380 | 468.52 | 5863.89 | 92620.78 | 2097.6 | 101050.79 | 55106.51 | 1.8337
2017-09-03 | 17:00 | N | 1.82 | 26.53 | 32.19 | 1.42 | 16:00 | 191 | 237 | 2842 | 1380 | 347.62 | 6287.61 | 91483.98 | 1959.6 | 100078.81 | 56340.57 | 1.7763
2017-09-03 | 18:00 | N | 2.21 | 9.41 | 15.21 | 1.44 | 17:00 | 218 | 258 | 2842 | 1380 | 481.78 | 2427.78 | 43226.82 | 1987.2 | 48123.58 | 56818.75 | 0.84697
2017-09-03 | 19:00 | N | 3.5 | 6.55 | 11.77 | 2.99 | 18:00 | 240 | 365 | 2842 | 1380 | 840 | 2390.75 | 33450.34 | 4126.2 | 40807.29 | 56478.78 | 0.72252
2017-09-03 | 20:00 | N | 2.61 | 8 | 10.84 | 2.99 | 19:00 | 320 | 214 | 2842 | 1426 | 835.2 | 1712 | 30807.28 | 4263.74 | 37618.22 | 54763.49 | 0.68692
2017-09-03 | 21:00 | N | 15 | 5.71 | 8.79 | 2.99 | 20:00 | 322 | 178 | 2842 | 1426 | 4830 | 1016.38 | 24981.18 | 4263.74 | 35091.3 | 52320.91 | 0.67069
2017-09-03 | 22:00 | N | 20 | 4.91 | 5.4 | 2.84 | 21:00 | 337 | 173 | 2842 | 1426 | 6740 | 849.43 | 15346.8 | 4049.84 | 26986.07 | 50943.37 | 0.52973
2017-09-03 | 23:00 | N | 23.52 | 4.4 | 4.4 | 0.5 | 22:00 | 394 | 194 | 2842 | 1426 | 9266.88 | 853.6 | 12504.8 | 713 | 23338.28 | 48455.82 | 0.48164
2017-09-03 | 24:00 | N | 20 | 5 | 5 | 0.5 | 23:00 | 389 | 265 | 2985 | 1111 | 7780 | 1325 | 14925 | 555.5 | 24585.5 | 45256.43 | 0.54325
2017-09-04 | 1:00 | N | 5.55 | 2.61 | 3 | 0.5 | 24:00 | 362 | 243 | 2985 | 1111 | 2009.1 | 634.23 | 8955 | 555.5 | 12153.83 | 41964.28 | 0.28962
2017-09-04 | 2:00 | N | 3.5 | 1.2 | 3 | 0.5 | 1:00 | 294 | 212 | 2985 | 1111 | 1029 | 254.4 | 8955 | 555.5 | 10793.9 | 38983.35 | 0.27688
2017-09-04 | 3:00 | N | 3.3 | 1 | 2.75 | 0.99 | 2:00 | 236 | 179 | 2985 | 1111 | 778.8 | 179 | 8208.75 | 1099.89 | 10266.44 | 36642.58 | 0.28018
2017-09-04 | 4:00 | N | 2.75 | 1 | 2.75 | 0.99 | 3:00 | 201 | 205 | 2985 | 1717 | 552.75 | 205 | 8208.75 | 1699.83 | 10666.33 | 34924.4 | 0.30541
2017-09-04 | 5:00 | N | 3.11 | 1.39 | 2.75 | 0.99 | 4:00 | 185 | 205 | 2985 | 1717 | 575.35 | 284.95 | 8208.75 | 1699.83 | 10768.88 | 33770.8 | 0.31888
2017-09-04 | 6:00 | N | 5 | 2.91 | 3 | 1 | 5:00 | 207 | 283 | 2985 | 1717 | 1035 | 823.53 | 8955 | 1717 | 12530.53 | 33239.34 | 0.37698
2017-09-04 | 7:00 | N | 3.5 | 5 | 2.5 | 2 | 6:00 | 327 | 438 | 2985 | 1717 | 1144.5 | 2190 | 7462.5 | 3434 | 14231 | 33385.22 | 0.42627
2017-09-04 | 8:00 | N | 3.11 | 2.11 | 2.5 | 2.29 | 7:00 | 249 | 556 | 2872 | 2219 | 774.39 | 1173.16 | 7180 | 5081.51 | 14209.06 | 33983.17 | 0.41812
2017-09-04 | 9:00 | N | 3.67 | 3.22 | 2.73 | 2.7 | 8:00 | 256 | 306 | 2872 | 2219 | 939.52 | 985.32 | 7840.56 | 5991.3 | 15756.7 | 33862.12 | 0.46532
2017-09-04 | 10:00 | N | 8.11 | 3.82 | 3.11 | 2 | 9:00 | 156 | 343 | 2872 | 2219 | 1265.16 | 1310.26 | 8931.92 | 4438 | 15945.34 | 35902.28 | 0.44413
2017-09-04 | 11:00 | N | 2.11 | 4.38 | 4.38 | 3.98 | 10:00 | 196 | 315 | 2872 | 2219 | 413.56 | 1379.7 | 12579.36 | 8831.62 | 23204.24 | 39752.38 | 0.58372
2017-09-04 | 12:00 | N | 1 | 5.24 | 5.65 | 5.24 | 11:00 | 226 | 326 | 2842 | 1635 | 226 | 1708.24 | 16057.3 | 8567.4 | 26558.94 | 44031.94 | 0.60317
2017-09-04 | 13:00 | N | 1 | 8.21 | 9.32 | 5.76 | 12:00 | 222 | 319 | 2842 | 1635 | 222 | 2618.99 | 26487.44 | 9417.6 | 38746.03 | 48081.41 | 0.80584
2017-09-04 | 14:00 | N | 1 | 13.68 | 15.18 | 9.33 | 13:00 | 195 | 299 | 2842 | 1635 | 195 | 4090.32 | 43141.56 | 15254.55 | 62681.43 | 51622.26 | 1.2142
2017-09-04 | 15:00 | N | 1.1 | 13.46 | 19 | 1.5 | 14:00 | 205 | 237 | 2842 | 1635 | 225.5 | 3190.02 | 53998 | 2452.5 | 59866.02 | 54592.66 | 1.0966
2017-09-04 | 16:00 | N | 2.11 | 23.89 | 32.47 | 1.27 | 15:00 | 212 | 213 | 2842 | 1380 | 447.32 | 5088.57 | 92279.74 | 1752.6 | 99568.23 | 56803.72 | 1.7528
2017-09-04 | 17:00 | N | 2 | 25.69 | 33.63 | 1.24 | 16:00 | 191 | 237 | 2842 | 1380 | 382 | 6088.53 | 95576.46 | 1711.2 | 103758.19 | 57916.27 | 1.7915
2017-09-04 | 18:00 | N | 2.11 | 7.63 | 17.91 | 1.38 | 17:00 | 218 | 258 | 2842 | 1380 | 459.98 | 1968.54 | 50900.22 | 1904.4 | 55233.14 | 58333.04 | 0.94686
2017-09-04 | 19:00 | N | 3.5 | 8 | 16.26 | 4.16 | 18:00 | 240 | 365 | 2842 | 1380 | 840 | 2920 | 46210.92 | 5740.8 | 55711.72 | 58130.18 | 0.9584
2017-09-04 | 20:00 | N | 2.61 | 6.27 | 11.36 | 4.61 | 19:00 | 320 | 214 | 2842 | 1426 | 835.2 | 1341.78 | 32285.12 | 6573.86 | 41035.96 | 56682.51 | 0.72396
2017-09-04 | 21:00 | N | 8.61 | 5.95 | 10.84 | 2.99 | 20:00 | 322 | 178 | 2842 | 1426 | 2772.42 | 1059.1 | 30807.28 | 4263.74 | 38902.54 | 54557.8 | 0.71305
2017-09-04 | 22:00 | N | 8.61 | 5.49 | 7 | 2.99 | 21:00 | 337 | 173 | 2842 | 1426 | 2901.57 | 949.77 | 19894 | 4263.74 | 28009.08 | 53467.46 | 0.52385
2017-09-04 | 23:00 | N | 12 | 4.19 | 4.56 | 0.5 | 22:00 | 394 | 194 | 2842 | 1426 | 4728 | 812.86 | 12959.52 | 713 | 19213.38 | 50495.2 | 0.3805
2017-09-04 | 24:00 | N | 12 | 4.02 | 4.22 | 0.5 | 23:00 | 389 | 265 | 2985 | 1111 | 4668 | 1065.3 | 12596.7 | 555.5 | 18885.5 | 46368.58 | 0.40729
2017-09-05 | 1:00 | N | 6.51 | 2.11 | 2.75 | 0.5 | 24:00 | 362 | 243 | 2985 | 1111 | 2356.62 | 512.73 | 8208.75 | 555.5 | 11633.6 | 42133.52 | 0.27611
2017-09-05 | 2:00 | N | 3.88 | 1 | 2.75 | 0.5 | 1:00 | 294 | 212 | 2985 | 1111 | 1140.72 | 212 | 8208.75 | 555.5 | 10116.97 | 38910.12 | 0.26001
2017-09-05 | 3:00 | N | 4.13 | 1 | 2.61 | 0.99 | 2:00 | 236 | 179 | 2985 | 1111 | 974.68 | 179 | 7790.85 | 1099.89 | 10044.42 | 36667.92 | 0.27393
2017-09-05 | 4:00 | N | 3.5 | 1 | 2.61 | 0.99 | 3:00 | 201 | 205 | 2985 | 1717 | 703.5 | 205 | 7790.85 | 1699.83 | 10399.18 | 35174.6 | 0.29564
2017-09-05 | 5:00 | N | 3.5 | 1 | 2.61 | 0.99 | 4:00 | 185 | 205 | 2985 | 1717 | 647.5 | 205 | 7790.85 | 1699.83 | 10343.18 | 34230.08 | 0.30217
2017-09-05 | 6:00 | N | 5.26 | 2.55 | 2.75 | 1.5 | 5:00 | 207 | 283 | 2985 | 1717 | 1088.82 | 721.65 | 8208.75 | 2575.5 | 12594.72 | 34192.19 | 0.36835
2017-09-05 | 7:00 | N | 3.22 | 3.11 | 2.5 | 2.99 | 6:00 | 327 | 438 | 2985 | 1717 | 1052.94 | 1362.18 | 7462.5 | 5133.83 | 15011.45 | 35596.29 | 0.42171
2017-09-05 | 8:00 | N | 2.61 | 1 | 2.5 | 2.7 | 7:00 | 249 | 556 | 2872 | 2219 | 649.89 | 556 | 7180 | 5991.3 | 14377.19 | 38358.13 | 0.37481
2017-09-05 | 9:00 | N | 5.31 | 2.4 | 2.61 | 2.7 | 8:00 | 256 | 306 | 2872 | 2219 | 1359.36 | 734.4 | 7495.92 | 5991.3 | 15580.98 | 39228.74 | 0.39718
2017-09-05 | 10:00 | N | 8.11 | 2.4 | 3 | 2.98 | 9:00 | 156 | 343 | 2872 | 2219 | 1265.16 | 823.2 | 8616 | 6612.62 | 17316.98 | 40802.82 | 0.42441
2017-09-05 | 11:00 | N | 2 | 2.88 | 2.88 | 3.6 | 10:00 | 196 | 315 | 2872 | 2219 | 392 | 907.2 | 8271.36 | 7988.4 | 17558.96 | 43741.92 | 0.40142
2017-09-05 | 12:00 | N | 1 | 6.03 | 6.46 | 6.53 | 11:00 | 226 | 326 | 2842 | 1635 | 226 | 1965.78 | 18359.32 | 10676.55 | 31227.65 | 47283.73 | 0.66043
2017-09-05 | 13:00 | N | 1 | 8 | 8.86 | 8.86 | 12:00 | 222 | 319 | 2842 | 1635 | 222 | 2552 | 25180.12 | 14486.1 | 42440.22 | 50879.2 | 0.83414
2017-09-05 | 14:00 | N | 1 | 14.27 | 15.77 | 14.89 | 13:00 | 195 | 299 | 2842 | 1635 | 195 | 4266.73 | 44818.34 | 24345.15 | 73625.22 | 54372.9 | 1.3541
2017-09-05 | 15:00 | N | 1.62 | 18.33 | 22.2 | 2.99 | 14:00 | 205 | 237 | 2842 | 1635 | 332.1 | 4344.21 | 63092.4 | 4888.65 | 72657.36 | 57579.43 | 1.2619
2017-09-05 | 16:00 | N | 1.8 | 25 | 36.73 | 2.99 | 15:00 | 212 | 213 | 2842 | 1380 | 381.6 | 5325 | 104386.66 | 4126.2 | 114219.46 | 59282.05 | 1.9267
2017-09-05 | 17:00 | N | 1.47 | 20 | 28 | 2.99 | 16:00 | 191 | 237 | 2842 | 1380 | 280.77 | 4740 | 79576 | 4126.2 | 88722.97 | 59325.39 | 1.4955
2017-09-05 | 18:00 | N | 2.61 | 5.49 | 15 | 2.99 | 17:00 | 218 | 258 | 2842 | 1380 | 568.98 | 1416.42 | 42630 | 4126.2 | 48741.6 | 59012.52 | 0.82595
2017-09-05 | 19:00 | N | 3.6 | 5 | 11.11 | 4.9 | 18:00 | 240 | 365 | 2842 | 1380 | 864 | 1825 | 31574.62 | 6762 | 41025.62 | 57913.05 | 0.7084
2017-09-05 | 20:00 | N | 2.61 | 4.48 | 8 | 4.61 | 19:00 | 320 | 214 | 2842 | 1426 | 835.2 | 958.72 | 22736 | 6573.86 | 31103.78 | 55981.5 | 0.55561
2017-09-05 | 21:00 | N | 10 | 2.92 | 6.01 | 2.99 | 20:00 | 322 | 178 | 2842 | 1426 | 3220 | 519.76 | 17080.42 | 4263.74 | 25083.92 | 53616.2 | 0.46784
2017-09-05 | 22:00 | N | 11.6 | 1.5 | 3 | 2.99 | 21:00 | 337 | 173 | 2842 | 1426 | 3909.2 | 259.5 | 8526 | 4263.74 | 16958.44 | 52551.89 | 0.3227
2017-09-05 | 23:00 | N | 17.05 | 3.98 | 4.18 | 0.61 | 22:00 | 394 | 194 | 2842 | 1426 | 6717.7 | 772.12 | 11879.56 | 869.86 | 20239.24 | 49393.15 | 0.40976
2017-09-05 | 24:00 | N | 14.19 | 2.61 | 3 | 0.61 | 23:00 | 389 | 265 | 2985 | 1111 | 5519.91 | 691.65 | 8955 | 677.71 | 15844.27 | 45164.04 | 0.35082
2017-09-06 | 1:00 | N | 8.11 | 2.11 | 2.5 | 0.45 | 24:00 | 362 | 243 | 2985 | 1111 | 2935.82 | 512.73 | 7462.5 | 499.95 | 11411 | 41099.54 | 0.27764
2017-09-06 | 2:00 | N | 4.63 | 1 | 2.5 | 0.45 | 1:00 | 294 | 212 | 2985 | 1111 | 1361.22 | 212 | 7462.5 | 499.95 | 9535.67 | 37914.74 | 0.2515
2017-09-06 | 3:00 | N | 4.05 | 1 | 2.5 | 0.97 | 2:00 | 236 | 179 | 2985 | 1111 | 955.8 | 179 | 7462.5 | 1077.67 | 9674.97 | 35813.81 | 0.27015
2017-09-06 | 4:00 | N | 3.5 | 1 | 2.5 | 0.97 | 3:00 | 201 | 205 | 2985 | 1717 | 703.5 | 205 | 7462.5 | 1665.49 | 10036.49 | 34262.36 | 0.29293
2017-09-06 | 5:00 | N | 3.31 | 1 | 2.5 | 0.97 | 4:00 | 185 | 205 | 2985 | 1717 | 612.35 | 205 | 7462.5 | 1665.49 | 9945.34 | 33392 | 0.29784
2017-09-06 | 6:00 | N | 6.05 | 2.4 | 2.5 | 0.97 | 5:00 | 207 | 283 | 2985 | 1717 | 1252.35 | 679.2 | 7462.5 | 1665.49 | 11059.54 | 33149.45 | 0.33363
2017-09-06 | 7:00 | N | 3.5 | 3.06 | 2.5 | 2.16 | 6:00 | 327 | 438 | 2985 | 1717 | 1144.5 | 1340.28 | 7462.5 | 3708.72 | 13656 | 34270.76 | 0.39847
2017-09-06 | 8:00 | N | 2.81 | 1 | 2.5 | 2 | 7:00 | 249 | 556 | 2872 | 2219 | 699.69 | 556 | 7180 | 4438 | 12873.69 | 36799.33 | 0.34983
2017-09-06 | 9:00 | N | 8.11 | 2.11 | 2.5 | 2.22 | 8:00 | 256 | 306 | 2872 | 2219 | 2076.16 | 645.66 | 7180 | 4926.18 | 14828 | 37222.88 | 0.39836
2017-09-06 | 10:00 | N | 3.5 | 1.01 | 2.5 | 2.29 | 9:00 | 156 | 343 | 2872 | 2219 | 546 | 346.43 | 7180 | 5081.51 | 13153.94 | 37876.78 | 0.34728
2017-09-06 | 11:00 | N | 1 | 2.11 | 2.5 | 2.99 | 10:00 | 196 | 315 | 2872 | 2219 | 196 | 664.65 | 7180 | 6634.81 | 14675.46 | 39627.2 | 0.37034
2017-09-06 | 12:00 | N | 0.59 | 2.21 | 2.5 | 3.96 | 11:00 | 226 | 326 | 2842 | 1635 | 133.34 | 720.46 | 7105 | 6474.6 | 14433.4 | 41759.93 | 0.34563
2017-09-06 | 13:00 | N | 0.89 | 2.5 | 3.54 | 4.5 | 12:00 | 222 | 319 | 2842 | 1635 | 197.58 | 797.5 | 10060.68 | 7357.5 | 18413.26 | 43799.17 | 0.4204
2017-09-06 | 14:00 | N | 0.78 | 6.25 | 7.75 | 7.75 | 13:00 | 195 | 299 | 2842 | 1635 | 152.1 | 1868.75 | 22025.5 | 12671.25 | 36717.6 | 45757.28 | 0.80244
2017-09-06 | 15:00 | N | 1.13 | 7.19 | 8.94 | 1.66 | 14:00 | 205 | 237 | 2842 | 1635 | 231.65 | 1704.03 | 25407.48 | 2714.1 | 30057.26 | 47745.2 | 0.62953
2017-09-06 | 16:00 | N | 1.31 | 17.64 | 19.47 | 1.65 | 15:00 | 212 | 213 | 2842 | 1380 | 277.72 | 3757.32 | 55333.74 | 2277 | 61645.78 | 49272.98 | 1.2511
2017-09-06 | 17:00 | N | 1.28 | 17.29 | 18.8 | 2.75 | 16:00 | 191 | 237 | 2842 | 1380 | 244.48 | 4097.73 | 53429.6 | 3795 | 61566.81 | 50330.67 | 1.2232
2017-09-06 | 18:00 | N | 3.11 | 6.83 | 9.57 | 2.75 | 17:00 | 218 | 258 | 2842 | 1380 | 677.98 | 1762.14 | 27197.94 | 3795 | 33433.06 | 51130.07 | 0.65388
2017-09-06 | 19:00 | N | 3.5 | 2.99 | 4.3 | 2.99 | 18:00 | 240 | 365 | 2842 | 1380 | 840 | 1091.35 | 12220.6 | 4126.2 | 18278.15 | 50864.81 | 0.35935
2017-09-06 | 20:00 | N | 2 | 2.99 | 4.6 | 2.99 | 19:00 | 320 | 214 | 2842 | 1426 | 640 | 639.86 | 13073.2 | 4263.74 | 18616.8 | 49204.28 | 0.37836
2017-09-06 | 21:00 | N | 8.11 | 2.47 | 4.49 | 2.47 | 20:00 | 322 | 178 | 2842 | 1426 | 2611.42 | 439.66 | 12760.58 | 3522.22 | 19333.88 | 46884.79 | 0.41237
2017-09-06 | 22:00 | N | 20 | 2.61 | 3 | 2.61 | 21:00 | 337 | 173 | 2842 | 1426 | 6740 | 451.53 | 8526 | 3721.86 | 19439.39 | 46035.3 | 0.42227
2017-09-06 | 23:00 | N | 28.82 | 2.8 | 3 | 0.61 | 22:00 | 394 | 194 | 2842 | 1426 | 11355.08 | 543.2 | 8526 | 869.86 | 21294.14 | 43306.23 | 0.49171
2017-09-06 | 24:00 | N | 20 | 2.8 | 3 | 0.5 | 23:00 | 389 | 265 | 2985 | 1111 | 7780 | 742 | 8955 | 555.5 | 18032.5 | 39422.48 | 0.45742
2017-09-07 | 1:00 | N | 11.1 | 7.5 | 5.5 | 0.45 | 24:00 | 362 | 243 | 2985 | 1111 | 4018.2 | 1822.5 | 16417.5 | 499.95 | 22758.15 | 35481.01 | 0.64142
2017-09-07 | 2:00 | N | 5.9 | 2.61 | 5.5 | 0.45 | 1:00 | 294 | 212 | 2985 | 1111 | 1734.6 | 553.32 | 16417.5 | 499.95 | 19205.37 | 32693.46 | 0.58744
2017-09-07 | 3:00 | N | 5 | 2.61 | 3.89 | 0.97 | 2:00 | 236 | 179 | 2985 | 1111 | 1180 | 467.19 | 11611.65 | 1077.67 | 14336.51 | 30802.18 | 0.46544
2017-09-07 | 4:00 | N | 5.26 | 2.61 | 3.5 | 0.97 | 3:00 | 201 | 205 | 2985 | 1717 | 1057.26 | 535.05 | 10447.5 | 1665.49 | 13705.3 | 29593.42 | 0.46312
2017-09-07 | 5:00 | N | 5.1 | 4.8 | 5 | 0.97 | 4:00 | 185 | 205 | 2985 | 1717 | 943.5 | 984 | 14925 | 1665.49 | 18517.99 | 28898.61 | 0.64079
2017-09-07 | 6:00 | N | 9.11 | 8.61 | 6.61 | 0.97 | 5:00 | 207 | 283 | 2985 | 1717 | 1885.77 | 2436.63 | 19730.85 | 1665.49 | 25718.74 | 29035.01 | 0.88578
2017-09-07 | 7:00 | N | 3.6 | 62 | 10 | 2 | 6:00 | 327 | 438 | 2985 | 1717 | 1177.2 | 27156 | 29850 | 3434 | 61617.2 | 30484.13 | 2.0213
2017-09-07 | 8:00 | N | 3.73 | 3.11 | 15 | 1.55 | 7:00 | 249 | 556 | 2872 | 2219 | 928.77 | 1729.16 | 43080 | 3439.45 | 49177.38 | 33332.96 | 1.4753
2017-09-07 | 9:00 | N | 15.6 | 15.1 | 15 | 1.81 | 8:00 | 256 | 306 | 2872 | 2219 | 3993.6 | 4620.6 | 43080 | 4016.39 | 55710.59 | 33979.81 | 1.6395
2017-09-07 | 10:00 | N | 10.82 | 8.96 | 8.21 | 1 | 9:00 | 156 | 343 | 2872 | 2219 | 1687.92 | 3073.28 | 23579.12 | 2219 | 30559.32 | 34960.47 | 0.87411
2017-09-07 | 11:00 | N | 7.68 | 8.07 | 8.07 | 2 | 10:00 | 196 | 315 | 2872 | 2219 | 1505.28 | 2542.05 | 23177.04 | 4438 | 31662.37 | 36732.32 | 0.86198
2017-09-07 | 12:00 | N | 2.11 | 5.77 | 6.11 | 2.99 | 11:00 | 226 | 326 | 2842 | 1635 | 476.86 | 1881.02 | 17364.62 | 4888.65 | 24611.15 | 38857.77 | 0.63336
2017-09-07 | 13:00 | N | 2.44 | 6.45 | 6.65 | 4.57 | 12:00 | 222 | 319 | 2842 | 1635 | 541.68 | 2057.55 | 18899.3 | 7471.95 | 28970.48 | 40855.05 | 0.7091
2017-09-07 | 14:00 | N | 0.66 | 4.8 | 5 | 2.75 | 13:00 | 195 | 299 | 2842 | 1635 | 128.7 | 1435.2 | 14210 | 4496.25 | 20270.15 | 42860.12 | 0.47294
2017-09-07 | 15:00 | N | 0.85 | 5 | 6.8 | 1 | 14:00 | 205 | 237 | 2842 | 1635 | 174.25 | 1185 | 19325.6 | 1635 | 22319.85 | 45234.72 | 0.49342
2017-09-07 | 16:00 | N | 1 | 11.84 | 15 | 2.75 | 15:00 | 212 | 213 | 2842 | 1380 | 212 | 2521.92 | 42630 | 3795 | 49158.92 | 47418.56 | 1.0367
2017-09-07 | 17:00 | N | 1.12 | 15.74 | 20 | 2.75 | 16:00 | 191 | 237 | 2842 | 1380 | 213.92 | 3730.38 | 56840 | 3795 | 64579.3 | 49188.07 | 1.3129
2017-09-07 | 18:00 | N | 2 | 4.68 | 8.02 | 1 | 17:00 | 218 | 258 | 2842 | 1380 | 436 | 1207.44 | 22792.84 | 1380 | 25816.28 | 50541.23 | 0.5108
2017-09-07 | 19:00 | N | 8.11 | 2.99 | 6.11 | 2.99 | 18:00 | 240 | 365 | 2842 | 1380 | 1946.4 | 1091.35 | 17364.62 | 4126.2 | 24528.57 | 50581.02 | 0.48494
2017-09-07 | 20:00 | N | 3.11 | 5 | 10.96 | 2.75 | 19:00 | 320 | 214 | 2842 | 1426 | 995.2 | 1070 | 31148.32 | 3921.5 | 37135.02 | 49084.88 | 0.75655
2017-09-07 | 21:00 | N | 8.61 | 3 | 8.11 | 2.75 | 20:00 | 322 | 178 | 2842 | 1426 | 2772.42 | 534 | 23048.62 | 3921.5 | 30276.54 | 46740.03 | 0.64776
2017-09-07 | 22:00 | N | 16.47 | 8.48 | 8.72 | 1 | 21:00 | 337 | 173 | 2842 | 1426 | 5550.39 | 1467.04 | 24782.24 | 1426 | 33225.67 | 45796.83 | 0.7255
2017-09-07 | 23:00 | N | 50 | 12 | 10 | 0.5 | 22:00 | 394 | 194 | 2842 | 1426 | 19700 | 2328 | 28420 | 713 | 51161 | 43287.82 | 1.1819
2017-09-07 | 24:00 | N | 20 | 10 | 8 | 0.5 | 23:00 | 389 | 265 | 2985 | 1111 | 7780 | 2650 | 23880 | 555.5 | 34865.5 | 39643.42 | 0.87948
2017-09-08 | 1:00 | N | 24.37 | 20 | 18 | 0.5 | 24:00 | 362 | 243 | 2985 | 1111 | 8821.94 | 4860 | 53730 | 555.5 | 67967.44 | 35895.44 | 1.8935
2017-09-08 | 2:00 | N | 15 | 6.98 | 18 | 0.5 | 1:00 | 294 | 212 | 2985 | 1111 | 4410 | 1479.76 | 53730 | 555.5 | 60175.26 | 32956.1 | 1.8259
2017-09-08 | 3:00 | N | 15.02 | 5 | 18 | 1 | 2:00 | 236 | 179 | 2985 | 1111 | 3544.72 | 895 | 53730 | 1111 | 59280.72 | 31100.07 | 1.9061
2017-09-08 | 4:00 | N | 11.12 | 3.11 | 18 | 1 | 3:00 | 201 | 205 | 2985 | 1717 | 2235.12 | 637.55 | 53730 | 1717 | 58319.67 | 29843.33 | 1.9542
2017-09-08 | 5:00 | N | 8.26 | 8 | 18 | 1 | 4:00 | 185 | 205 | 2985 | 1717 | 1528.1 | 1640 | 53730 | 1717 | 58615.1 | 29172.78 | 2.0092
2017-09-08 | 6:00 | N | 20 | 26 | 24 | 1 | 5:00 | 207 | 283 | 2985 | 1717 | 4140 | 7358 | 71640 | 1717 | 84855 | 29251.53 | 2.9009
2017-09-08 | 7:00 | N | 8.61 | 46 | 20 | 2 | 6:00 | 327 | 438 | 2985 | 1717 | 2815.47 | 20148 | 59700 | 3434 | 86097.47 | 30607.58 | 2.8129
2017-09-08 | 8:00 | N | 4.07 | 3 | 10.5 | 1.45 | 7:00 | 249 | 556 | 2872 | 2219 | 1013.43 | 1668 | 30156 | 3217.55 | 36054.98 | 33435.43 | 1.0783
2017-09-08 | 9:00 | N | 9.47 | 10.5 | 10.5 | 1.59 | 8:00 | 256 | 306 | 2872 | 2219 | 2424.32 | 3213 | 30156 | 3528.21 | 39321.53 | 34172.41 | 1.1507
2017-09-08 | 10:00 | N | 10.79 | 9.67 | 9.58 | 2 | 9:00 | 156 | 343 | 2872 | 2219 | 1683.24 | 3316.81 | 27513.76 | 4438 | 36951.81 | 35187.64 | 1.0501
2017-09-08 | 11:00 | N | 8.25 | 8 | 8 | 2.99 | 10:00 | 196 | 315 | 2872 | 2219 | 1617 | 2520 | 22976 | 6634.81 | 33747.81 | 37076.77 | 0.91021
2017-09-08 | 12:00 | N | 3.5 | 4.79 | 5.37 | 2.99 | 11:00 | 226 | 326 | 2842 | 1635 | 791 | 1561.54 | 15261.54 | 4888.65 | 22502.73 | 39298.22 | 0.57261
2017-09-08 | 13:00 | N | 2.61 | 3.86 | 5 | 3.32 | 12:00 | 222 | 319 | 2842 | 1635 | 579.42 | 1231.34 | 14210 | 5428.2 | 21448.96 | 41402.92 | 0.51805
2017-09-08 | 14:00 | N | 2 | 2.51 | 5 | 3.52 | 13:00 | 195 | 299 | 2842 | 1635 | 390 | 750.49 | 14210 | 5755.2 | 21105.69 | 43414.03 | 0.48615
2017-09-08 | 15:00 | N | 2 | 3.43 | 7.18 | 1.66 | 14:00 | 205 | 237 | 2842 | 1635 | 410 | 812.91 | 20405.56 | 2714.1 | 24342.57 | 45699.2 | 0.53267
2017-09-08 | 16:00 | N | 2 | 8.83 | 15.38 | 2.5 | 15:00 | 212 | 213 | 2842 | 1380 | 424 | 1880.79 | 43709.96 | 3450 | 49464.75 | 47654.84 | 1.038
2017-09-08 | 17:00 | N | 2.61 | 13.89 | 20.05 | 2.5 | 16:00 | 191 | 237 | 2842 | 1380 | 498.51 | 3291.93 | 56982.1 | 3450 | 64222.54 | 49328.15 | 1.3019
2017-09-08 | 18:00 | N | 10 | 6 | 10.35 | 2.5 | 17:00 | 218 | 258 | 2842 | 1380 | 2180 | 1548 | 29414.7 | 3450 | 36592.7 | 50505.01 | 0.72454
2017-09-08 | 19:00 | N | 20.07 | 2.95 | 5.31 | 2.99 | 18:00 | 240 | 365 | 2842 | 1380 | 4816.8 | 1076.75 | 15091.02 | 4126.2 | 25110.77 | 50220.71 | 0.50001
2017-09-08 | 20:00 | N | 8.61 | 2.67 | 7.41 | 2.67 | 19:00 | 320 | 214 | 2842 | 1426 | 2755.2 | 571.38 | 21059.22 | 3807.42 | 28193.22 | 48182.09 | 0.58514
2017-09-08 | 21:00 | N | 28 | 2.5 | 6.3 | 2.5 | 20:00 | 322 | 178 | 2842 | 1426 | 9016 | 445 | 17904.6 | 3565 | 30930.6 | 45792.75 | 0.67545
2017-09-08 | 22:00 | N | 20 | 3.11 | 6.17 | 1.34 | 21:00 | 337 | 173 | 2842 | 1426 | 6740 | 538.03 | 17535.14 | 1910.84 | 26724.01 | 44783.52 | 0.59674
2017-09-08 | 23:00 | N | 28.56 | 10 | 8 | 0.5 | 22:00 | 394 | 194 | 2842 | 1426 | 11252.64 | 1940 | 22736 | 713 | 36641.64 | 42576.26 | 0.86061
2017-09-08 | 24:00 | N | 22 | 17 | 15 | 0.5 | 23:00 | 389 | 265 | 2985 | 1111 | 8558 | 4505 | 44775 | 555.5 | 58393.5 | 39800.73 | 1.4671
2017-09-09 | 1:00 | N | 11.15 | 8.61 | 9.5 | 0.5 | 24:00 | 362 | 243 | 2985 | 1111 | 4036.3 | 2092.23 | 28357.5 | 555.5 | 35041.53 | 36833.52 | 0.95135
2017-09-09 | 2:00 | N | 5.35 | 1.58 | 10 | 0.5 | 1:00 | 294 | 212 | 2985 | 1111 | 1572.9 | 334.96 | 29850 | 555.5 | 32313.36 | 34164.61 | 0.94581
2017-09-09 | 3:00 | N | 5 | 1 | 10 | 0.99 | 2:00 | 236 | 179 | 2985 | 1111 | 1180 | 179 | 29850 | 1099.89 | 32308.89 | 32214 | 1.0029
2017-09-09 | 4:00 | N | 5 | 1.13 | 9.5 | 0.99 | 3:00 | 201 | 205 | 2985 | 1717 | 1005 | 231.65 | 28357.5 | 1699.83 | 31293.98 | 30924.96 | 1.0119
2017-09-09 | 5:00 | N | 3.66 | 2.61 | 9.5 | 0.99 | 4:00 | 185 | 205 | 2985 | 1717 | 677.1 | 535.05 | 28357.5 | 1699.83 | 31269.48 | 29982.43 | 1.0429
2017-09-09 | 6:00 | N | 10.19 | 11.97 | 10 | 0.99 | 5:00 | 207 | 283 | 2985 | 1717 | 2109.33 | 3387.51 | 29850 | 1699.83 | 37046.67 | 29540.3 | 1.2541
2017-09-09 | 7:00 | N | 5.56 | 25 | 14.5 | 2 | 6:00 | 327 | 438 | 2985 | 1717 | 1818.12 | 10950 | 43282.5 | 3434 | 59484.62 | 29691.83 | 2.0034
2017-09-09 | 8:00 | N | 4.46 | 3 | 9.5 | 1.25 | 7:00 | 249 | 556 | 2872 | 2219 | 1110.54 | 1668 | 27284 | 2773.75 | 32836.29 | 30436.96 | 1.0788
2017-09-09 | 9:00 | N | 15.61 | 13.8 | 14 | 1.44 | 8:00 | 256 | 306 | 2872 | 2219 | 3996.16 | 4222.8 | 40208 | 3195.36 | 51622.32 | 30865.29 | 1.6725
2017-09-09 | 10:00 | N | 20 | 12.5 | 12.5 | 1.53 | 9:00 | 156 | 343 | 2872 | 2219 | 3120 | 4287.5 | 35900 | 3395.07 | 46702.57 | 32779.64 | 1.4247
2017-09-09 | 11:00 | N | 7.37 | 9.11 | 9.11 | 2.99 | 10:00 | 196 | 315 | 2872 | 2219 | 1444.52 | 2869.65 | 26163.92 | 6634.81 | 37112.9 | 35559.49 | 1.0437
2017-09-09 | 12:00 | N | 2.61 | 4.76 | 5.76 | 2.99 | 11:00 | 226 | 326 | 2842 | 1635 | 589.86 | 1551.76 | 16369.92 | 4888.65 | 23400.19 | 38282.95 | 0.61124
2017-09-09 | 13:00 | N | 2.61 | 5.43 | 7.11 | 3.83 | 12:00 | 222 | 319 | 2842 | 1635 | 579.42 | 1732.17 | 20206.62 | 6262.05 | 28780.26 | 40704.76 | 0.70705
2017-09-09 | 14:00 | N | 1 | 4.9 | 7.61 | 4.9 | 13:00 | 195 | 299 | 2842 | 1635 | 195 | 1465.1 | 21627.62 | 8011.5 | 31299.22 | 43040.41 | 0.72721
2017-09-09 | 15:00 | N | 1.17 | 7.51 | 10 | 0.97 | 14:00 | 205 | 237 | 2842 | 1635 | 239.85 | 1779.87 | 28420 | 1585.95 | 32025.67 | 45321.62 | 0.70663
2017-09-09 | 16:00 | N | 2.11 | 12.16 | 17.16 | 0.97 | 15:00 | 212 | 213 | 2842 | 1380 | 447.32 | 2590.08 | 48768.72 | 1338.6 | 53144.72 | 47306.97 | 1.1234
2017-09-09 | 17:00 | N | 2.11 | 13 | 19.18 | 0.97 | 16:00 | 191 | 237 | 2842 | 1380 | 403.01 | 3081 | 54509.56 | 1338.6 | 59332.17 | 48885.5 | 1.2137
2017-09-09 | 18:00 | N | 5 | 8.07 | 10.98 | 0.97 | 17:00 | 218 | 258 | 2842 | 1380 | 1090 | 2082.06 | 31205.16 | 1338.6 | 35715.82 | 49892.35 | 0.71586
2017-09-09 | 19:00 | N | 10.53 | 5.77 | 9.89 | 2.5 | 18:00 | 240 | 365 | 2842 | 1380 | 2527.2 | 2106.05 | 28107.38 | 3450 | 36190.63 | 49773.31 | 0.72711
2017-09-09 | 20:00 | N | 5 | 3.11 | 8 | 0.97 | 19:00 | 320 | 214 | 2842 | 1426 | 1600 | 665.54 | 22736 | 1383.22 | 26384.76 | 48094.31 | 0.5486
2017-09-09 | 21:00 | N | 16.71 | 2.89 | 8.11 | 2 | 20:00 | 322 | 178 | 2842 | 1426 | 5380.62 | 514.42 | 23048.62 | 2852 | 31795.66 | 45804.25 | 0.69416
2017-09-09 | 22:00 | N | 16.25 | 3 | 8 | 1 | 21:00 | 337 | 173 | 2842 | 1426 | 5476.25 | 519 | 22736 | 1426 | 30157.25 | 44730.13 | 0.6742
2017-09-09 | 23:00 | N | 20 | 8.61 | 8.61 | 0.5 | 22:00 | 394 | 194 | 2842 | 1426 | 7880 | 1670.34 | 24469.62 | 713 | 34732.96 | 42453.55 | 0.81814
2017-09-09 | 24:00 | N | 20 | 14 | 14 | 0.5 | 23:00 | 389 | 265 | 2985 | 1111 | 7780 | 3710 | 41790 | 555.5 | 53835.5 | 39684.3 | 1.3566
2017-09-10 | 1:00 | N | 10 | 8 | 8 | 0.5 | 24:00 | 362 | 243 | 2985 | 1111 | 3620 | 1944 | 23880 | 555.5 | 29999.5 | 36708.25 | 0.81724
2017-09-10 | 2:00 | N | 5 | 2.31 | 5.5 | 0.5 | 1:00 | 294 | 212 | 2985 | 1111 | 1470 | 489.72 | 16417.5 | 555.5 | 18932.72 | 34037.34 | 0.55623
2017-09-10 | 3:00 | N | 5 | 1.05 | 5.5 | 0.99 | 2:00 | 236 | 179 | 2985 | 1111 | 1180 | 187.95 | 16417.5 | 1099.89 | 18885.34 | 31997.66 | 0.59021
2017-09-10 | 4:00 | N | 5 | 1.31 | 5.5 | 0.99 | 3:00 | 201 | 205 | 2985 | 1717 | 1005 | 268.55 | 16417.5 | 1699.83 | 19390.88 | 30528.62 | 0.63517
2017-09-10 | 5:00 | N | 3.5 | 2.61 | 5.5 | 0.99 | 4:00 | 185 | 205 | 2985 | 1717 | 647.5 | 535.05 | 16417.5 | 1699.83 | 19299.88 | 29583.21 | 0.65239
2017-09-10 | 6:00 | N | 10.24 | 10 | 8 | 0.99 | 5:00 | 207 | 283 | 2985 | 1717 | 2119.68 | 2830 | 23880 | 1699.83 | 30529.51 | 29041.9 | 1.0512
2017-09-10 | 7:00 | N | 8.61 | 17.5 | 14 | 2 | 6:00 | 327 | 438 | 2985 | 1717 | 2815.47 | 7665 | 41790 | 3434 | 55704.47 | 28944.5 | 1.9245
2017-09-10 | 8:00 | N | 5.64 | 3 | 9.5 | 2 | 7:00 | 249 | 556 | 2872 | 2219 | 1404.36 | 1668 | 27284 | 4438 | 34794.36 | 29261.14 | 1.1891
2017-09-10 | 9:00 | N | 11.49 | 9.5 | 9.5 | 2.44 | 8:00 | 256 | 306 | 2872 | 2219 | 2941.44 | 2907 | 27284 | 5414.36 | 38546.8 | 29368.23 | 1.3125
2017-09-10 | 10:00 | N | 10.89 | 8.49 | 8.44 | 2.99 | 9:00 | 156 | 343 | 2872 | 2219 | 1698.84 | 2912.07 | 24239.68 | 6634.81 | 35485.4 | 31291.81 | 1.134
2017-09-10 | 11:00 | N | 8.27 | 7.11 | 7.11 | 4.9 | 10:00 | 196 | 315 | 2872 | 2219 | 1620.92 | 2239.65 | 20419.92 | 10873.1 | 35153.59 | 34155.29 | 1.0292
2017-09-10 | 12:00 | N | 2.33 | 4.5 | 5.5 | 4.1 | 11:00 | 226 | 326 | 2842 | 1635 | 526.58 | 1467 | 15631 | 6703.5 | 24328.08 | 36978.38 | 0.6579
2017-09-10 | 13:00 | N | 2.11 | 5.18 | 6.12 | 4.9 | 12:00 | 222 | 319 | 2842 | 1635 | 468.42 | 1652.42 | 17393.04 | 8011.5 | 27525.38 | 39899.38 | 0.68987
2017-09-10 | 14:00 | N | 2 | 5.54 | 7.31 | 5.54 | 13:00 | 195 | 299 | 2842 | 1635 | 390 | 1656.46 | 20775.02 | 9057.9 | 31879.38 | 42613.34 | 0.74811
2017-09-10 | 15:00 | N | 2 | 7.14 | 11.03 | 1.36 | 14:00 | 205 | 237 | 2842 | 1635 | 410 | 1692.18 | 31347.26 | 2223.6 | 35673.04 | 45063.4 | 0.79162
2017-09-10 | 16:00 | N | 2 | 11.57 | 15 | 1.42 | 15:00 | 212 | 213 | 2842 | 1380 | 424 | 2464.41 | 42630 | 1959.6 | 47478.01 | 47234.16 | 1.0052
2017-09-10 | 17:00 | N | 2.61 | 14.59 | 18.21 | 1.25 | 16:00 | 191 | 237 | 2842 | 1380 | 498.51 | 3457.83 | 51752.82 | 1725 | 57434.16 | 48967.94 | 1.1729
2017-09-10 | 18:00 | N | 5 | 11.58 | 15.76 | 1.29 | 17:00 | 218 | 258 | 2842 | 1380 | 1090 | 2987.64 | 44789.92 | 1780.2 | 50647.76 | 50017.67 | 1.0126
2017-09-10 | 19:00 | N | 13 | 9.2 | 11.71 | 4.61 | 18:00 | 240 | 365 | 2842 | 1380 | 3120 | 3358 | 33279.82 | 6361.8 | 46119.62 | 50149.56 | 0.91964
2017-09-10 | 20:00 | N | 5 | 4.87 | 8 | 2.5 | 19:00 | 320 | 214 | 2842 | 1426 | 1600 | 1042.18 | 22736 | 3565 | 28943.18 | 48745.65 | 0.59376
2017-09-10 | 21:00 | N | 10 | 3.96 | 8 | 2.5 | 20:00 | 322 | 178 | 2842 | 1426 | 3220 | 704.88 | 22736 | 3565 | 30225.88 | 46849.73 | 0.64517
2017-09-10 | 22:00 | N | 16.22 | 6.37 | 7.1 | 2.5 | 21:00 | 337 | 173 | 2842 | 1426 | 5466.14 | 1102.01 | 20178.2 | 3565 | 30311.35 | 45891.41 | 0.6605
2017-09-10 | 23:00 | N | 15.76 | 8 | 6 | 0.5 | 22:00 | 394 | 194 | 2842 | 1426 | 6209.44 | 1552 | 17052 | 713 | 25526.44 | 43561.15 | 0.58599
2017-09-10 | 24:00 | N | 15.39 | 10.5 | 10 | 0.5 | 23:00 | 389 | 265 | 2985 | 1111 | 5986.71 | 2782.5 | 29850 | 555.5 | 39174.71 | 39966.26 | 0.98019
2017-09-11 | 1:00 | N | 9.19 | 6.67 | 6.87 | 0.5 | 24:00 | 362 | 243 | 2985 | 1111 | 3326.78 | 1620.81 | 20506.95 | 555.5 | 26010.04 | 36251.46 | 0.71749
2017-09-11 | 2:00 | N | 4.91 | 2.11 | 7.11 | 0.5 | 1:00 | 294 | 212 | 2985 | 1111 | 1443.54 | 447.32 | 21223.35 | 555.5 | 23669.71 | 33404.81 | 0.70857
2017-09-11 | 3:00 | N | 5 | 1 | 7.11 | 0.99 | 2:00 | 236 | 179 | 2985 | 1111 | 1180 | 179 | 21223.35 | 1099.89 | 23682.24 | 31507.97 | 0.75163
2017-09-11 | 4:00 | N | 3.5 | 1 | 5.5 | 0.99 | 3:00 | 201 | 205 | 2985 | 1717 | 703.5 | 205 | 16417.5 | 1699.83 | 19025.83 | 30360.26 | 0.62667
2017-09-11 | 5:00 | N | 3.11 | 2.61 | 5.5 | 0.99 | 4:00 | 185 | 205 | 2985 | 1717 | 575.35 | 535.05 | 16417.5 | 1699.83 | 19227.73 | 29735.15 | 0.64663
2017-09-11 | 6:00 | N | 8.27 | 8.05 | 8 | 0.99 | 5:00 | 207 | 283 | 2985 | 1717 | 1711.89 | 2278.15 | 23880 | 1699.83 | 29569.87 | 29894.68 | 0.98913
2017-09-11 | 7:00 | N | 3.5 | 12.5 | 9.5 | 2 | 6:00 | 327 | 438 | 2985 | 1717 | 1144.5 | 5475 | 28357.5 | 3434 | 38411 | 31474.66 | 1.2204
2017-09-11 | 8:00 | N | 3.11 | 3 | 8.11 | 1 | 7:00 | 249 | 556 | 2872 | 2219 | 774.39 | 1668 | 23291.92 | 2219 | 27953.31 | 34443.58 | 0.81157
2017-09-11 | 9:00 | N | 8.11 | 8.23 | 8.32 | 1.71 | 8:00 | 256 | 306 | 2872 | 2219 | 2076.16 | 2518.38 | 23895.04 | 3794.49 | 32284.07 | 35172.42 | 0.91788
2017-09-11 | 10:00 | N | 3.11 | 5.77 | 6.11 | 2.22 | 9:00 | 156 | 343 | 2872 | 2219 | 485.16 | 1979.11 | 17547.92 | 4926.18 | 24938.37 | 36078.01 | 0.69123
2017-09-11 | 11:00 | N | 2 | 5.58 | 6.11 | 3.05 | 10:00 | 196 | 315 | 2872 | 2219 | 392 | 1757.7 | 17547.92 | 6767.95 | 26465.57 | 38118.06 | 0.69431
2017-09-11 | 12:00 | N | 1 | 5.34 | 6.34 | 4.62 | 11:00 | 226 | 326 | 2842 | 1635 | 226 | 1740.84 | 18018.28 | 7553.7 | 27538.82 | 40526.3 | 0.67953
2017-09-11 | 13:00 | N | 1 | 5.59 | 7.09 | 2.99 | 12:00 | 222 | 319 | 2842 | 1635 | 222 | 1783.21 | 20149.78 | 4888.65 | 27043.64 | 42925.96 | 0.63001
2017-09-11 | 14:00 | N | 0.88 | 8.45 | 9.95 | 4.62 | 13:00 | 195 | 299 | 2842 | 1635 | 171.6 | 2526.55 | 28277.9 | 7553.7 | 38529.75 | 45070 | 0.85489
2017-09-11 | 15:00 | N | 1 | 7.96 | 10 | 0.97 | 14:00 | 205 | 237 | 2842 | 1635 | 205 | 1886.52 | 28420 | 1585.95 | 32097.47 | 47264.27 | 0.67911
2017-09-11 | 16:00 | N | 1 | 13.45 | 15.27 | 0.97 | 15:00 | 212 | 213 | 2842 | 1380 | 212 | 2864.85 | 43397.34 | 1338.6 | 47812.79 | 49114.87 | 0.97349
2017-09-11 | 17:00 | N | 1 | 20.77 | 22.67 | 0.97 | 16:00 | 191 | 237 | 2842 | 1380 | 191 | 4922.49 | 64428.14 | 1338.6 | 70880.23 | 50674.02 | 1.3987
2017-09-11 | 18:00 | N | 2 | 14.21 | 17.2 | 0.97 | 17:00 | 218 | 258 | 2842 | 1380 | 436 | 3666.18 | 48882.4 | 1338.6 | 54323.18 | 51834.37 | 1.048
2017-09-11 | 19:00 | N | 2 | 6.57 | 9.07 | 2.5 | 18:00 | 240 | 365 | 2842 | 1380 | 480 | 2398.05 | 25776.94 | 3450 | 32104.99 | 51762.64 | 0.62023
2017-09-11 | 20:00 | N | 1.05 | 6.87 | 8.38 | 2.99 | 19:00 | 320 | 214 | 2842 | 1426 | 336 | 1470.18 | 23815.96 | 4263.74 | 29885.88 | 50198.12 | 0.59536
2017-09-11 | 21:00 | N | 4.96 | 3.11 | 6.11 | 1.57 | 20:00 | 322 | 178 | 2842 | 1426 | 1597.12 | 553.58 | 17364.62 | 2238.82 | 21754.14 | 48205.6 | 0.45128
2017-09-11 | 22:00 | N | 5 | 3.23 | 4.2 | 2.46 | 21:00 | 337 | 173 | 2842 | 1426 | 1685 | 558.79 | 11936.4 | 3507.96 | 17688.15 | 47020.19 | 0.37618
2017-09-11 | 23:00 | N | 20 | 7 | 5 | 0.5 | 22:00 | 394 | 194 | 2842 | 1426 | 7880 | 1358 | 14210 | 713 | 24161 | 44069.95 | 0.54824
2017-09-11 | 24:00 | N | 13 | 8 | 7.83 | 0.5 | 23:00 | 389 | 265 | 2985 | 1111 | 5057 | 2120 | 23372.55 | 555.5 | 31105.05 | 39994.2 | 0.77774
2017-09-12 | 1:00 | N | 5 | 3.11 | 3 | 0.45 | 24:00 | 362 | 243 | 2985 | 1111 | 1810 | 755.73 | 8955 | 499.95 | 12020.68 | 35979.17 | 0.3341
2017-09-12 | 2:00 | N | 3.11 | 1 | 2.5 | 0.45 | 1:00 | 294 | 212 | 2985 | 1111 | 914.34 | 212 | 7462.5 | 499.95 | 9088.79 | 33077.37 | 0.27477
2017-09-12 | 3:00 | N | 3.11 | 0.88 | 2.5 | 0.97 | 2:00 | 236 | 179 | 2985 | 1111 | 733.96 | 157.52 | 7462.5 | 1077.67 | 9431.65 | 31183.61 | 0.30246
2017-09-12 | 4:00 | N | 2.11 | 1 | 2.5 | 0.97 | 3:00 | 201 | 205 | 2985 | 1717 | 424.11 | 205 | 7462.5 | 1665.49 | 9757.1 | 29977.38 | 0.32548
2017-09-12 | 5:00 | N | 1.92 | 1.01 | 2.5 | 0.97 | 4:00 | 185 | 205 | 2985 | 1717 | 355.2 | 207.05 | 7462.5 | 1665.49 | 9690.24 | 29252 | 0.33127
2017-09-12 | 6:00 | N | 5 | 5 | 3 | 0.97 | 5:00 | 207 | 283 | 2985 | 1717 | 1035 | 1415 | 8955 | 1665.49 | 13070.49 | 29435.22 | 0.44404
2017-09-12 | 7:00 | N | 0.79 | 8 | 3.17 | 1.99 | 6:00 | 327 | 438 | 2985 | 1717 | 258.33 | 3504 | 9462.45 | 3416.83 | 16641.61 | 30965.72 | 0.53742
2017-09-12 | 8:00 | N | 1 | 2.61 | 2.82 | 1.37 | 7:00 | 249 | 556 | 2872 | 2219 | 249 | 1451.16 | 8099.04 | 3040.03 | 12839.23 | 33984.2 | 0.3778
2017-09-12 | 9:00 | N | 2.61 | 4.09 | 4.11 | 1.56 | 8:00 | 256 | 306 | 2872 | 2219 | 668.16 | 1251.54 | 11803.92 | 3461.64 | 17185.26 | 34661.94 | 0.4958
2017-09-12 | 10:00 | N | 3.5 | 5.4 | 5.4 | 2 | 9:00 | 156 | 343 | 2872 | 2219 | 546 | 1852.2 | 15508.8 | 4438 | 22345 | 35520.74 | 0.62907
2017-09-12 | 11:00 | N | 1 | 4 | 4 | 2.99 | 10:00 | 196 | 315 | 2872 | 2219 | 196 | 1260 | 11488 | 6634.81 | 19578.81 | 37454.54 | 0.52274
2017-09-12 | 12:00 | N | 1 | 4 | 4.21 | 3.6 | 11:00 | 226 | 326 | 2842 | 1635 | 226 | 1304 | 11964.82 | 5886 | 19380.82 | 39824.31 | 0.48666
2017-09-12 | 13:00 | N | 1 | 4.75 | 4.68 | 3.51 | 12:00 | 222 | 319 | 2842 | 1635 | 222 | 1515.25 | 13300.56 | 5738.85 | 20776.66 | 42233.1 | 0.49195
2017-09-12 | 14:00 | N | 0.95 | 3.34 | 4.84 | 2.99 | 13:00 | 195 | 299 | 2842 | 1635 | 185.25 | 998.66 | 13755.28 | 4888.65 | 19827.84 | 44721.86 | 0.44336
2017-09-12 | 15:00 | N | 1.07 | 9.5 | 12.91 | 1.24 | 14:00 | 205 | 237 | 2842 | 1635 | 219.35 | 2251.5 | 36690.22 | 2027.4 | 41188.47 | 47301.48 | 0.87076
2017-09-12 | 16:00 | N | 1.3 | 15 | 18.76 | 1.11 | 15:00 | 212 | 213 | 2842 | 1380 | 275.6 | 3195 | 53315.92 | 1531.8 | 58318.32 | 49493.64 | 1.1783
2017-09-12 | 17:00 | N | 1.86 | 20.09 | 23.26 | 1.14 | 16:00 | 191 | 237 | 2842 | 1380 | 355.26 | 4761.33 | 66104.92 | 1573.2 | 72794.71 | 51276.51 | 1.4197
2017-09-12 | 18:00 | N | 2.61 | 12.13 | 14.91 | 1.26 | 17:00 | 218 | 258 | 2842 | 1380 | 568.98 | 3129.54 | 42374.22 | 1738.8 | 47811.54 | 52536.2 | 0.91007
2017-09-12 | 19:00 | N | 2.61 | 3.95 | 6.97 | 1.77 | 18:00 | 240 | 365 | 2842 | 1380 | 626.4 | 1441.75 | 19808.74 | 2442.6 | 24319.49 | 52570.67 | 0.46261
2017-09-12 | 20:00 | N | 1.5 | 4.2 | 5.75 | 2.99 | 19:00 | 320 | 214 | 2842 | 1426 | 480 | 898.8 | 16341.5 | 4263.74 | 21984.04 | 50869.12 | 0.43217
2017-09-12 | 21:00 | N | 5 | 3 | 5.27 | 2.5 | 20:00 | 322 | 178 | 2842 | 1426 | 1610 | 534 | 14977.34 | 3565 | 20686.34 | 49014.23 | 0.42205
2017-09-12 | 22:00 | N | 5 | 3 | 4.11 | 1.71 | 21:00 | 337 | 173 | 2842 | 1426 | 1685 | 519 | 11680.62 | 2438.46 | 16323.08 | 48140.24 | 0.33907
2017-09-12 | 23:00 | N | 11.03 | 4.67 | 3.63 | 0.5 | 22:00 | 394 | 194 | 2842 | 1426 | 4345.82 | 905.98 | 10316.46 | 713 | 16281.26 | 45235.74 | 0.35992
2017-09-12 | 24:00 | N | 8.29 | 3.13 | 2.5 | 0.5 | 23:00 | 389 | 265 | 2985 | 1111 | 3224.81 | 829.45 | 7462.5 | 555.5 | 12072.26 | 41109.11 | 0.29366
2017-09-13 | 1:00 | N | 4.42 | 2.4 | 2.4 | 0.45 | 24:00 | 362 | 243 | 2985 | 1111 | 1600.04 | 583.2 | 7164 | 499.95 | 9847.19 | 37077.8 | 0.26558
2017-09-13 | 2:00 | N | 2.54 | 1 | 1.51 | 0.45 | 1:00 | 294 | 212 | 2985 | 1111 | 746.76 | 212 | 4507.35 | 499.95 | 5966.06 | 34184.01 | 0.17453
2017-09-13 | 3:00 | N | 2.61 | 0.67 | 1.68 | 0.97 | 2:00 | 236 | 179 | 2985 | 1111 | 615.96 | 119.93 | 5014.8 | 1077.67 | 6828.36 | 32323.99 | 0.21125
2017-09-13 | 4:00 | N | 2.11 | 0.72 | 1.51 | 0.97 | 3:00 | 201 | 205 | 2985 | 1717 | 424.11 | 147.6 | 4507.35 | 1665.49 | 6744.55 | 31121.99 | 0.21671
2017-09-13 | 5:00 | N | 2 | 1 | 2.45 | 0.97 | 4:00 | 185 | 205 | 2985 | 1717 | 370 | 205 | 7313.25 | 1665.49 | 9553.74 | 30493.2 | 0.31331
2017-09-13 | 6:00 | N | 3.5 | 2.61 | 2.45 | 0.97 | 5:00 | 207 | 283 | 2985 | 1717 | 724.5 | 738.63 | 7313.25 | 1665.49 | 10441.87 | 30609.83 | 0.34113
2017-09-13 | 7:00 | N | 2 | 5 | 2.5 | 1.78 | 6:00 | 327 | 438 | 2985 | 1717 | 654 | 2190 | 7462.5 | 3056.26 | 13362.76 | 32126.24 | 0.41595
2017-09-13 | 8:00 | N | 2 | 1.44 | 2.45 | 0.99 | 7:00 | 249 | 556 | 2872 | 2219 | 498 | 800.64 | 7036.4 | 2196.81 | 10531.85 | 35222.72 | 0.29901
2017-09-13 | 9:00 | N | 3.11 | 2.8 | 2.51 | 1 | 8:00 | 256 | 306 | 2872 | 2219 | 796.16 | 856.8 | 7208.72 | 2219 | 11080.68 | 36155.23 | 0.30648
2017-09-13 | 10:00 | N | 2.61 | 3.11 | 3 | 1 | 9:00 | 156 | 343 | 2872 | 2219 | 407.16 | 1066.73 | 8616 | 2219 | 12308.89 | 36820.19 | 0.3343
2017-09-13 | 11:00 | N | 1.21 | 3.19 | 3.19 | 2.23 | 10:00 | 196 | 315 | 2872 | 2219 | 237.16 | 1004.85 | 9161.68 | 4948.37 | 15352.06 | 38760.63 | 0.39607
2017-09-13 | 12:00 | N | 0.44 | 3.88 | 3.74 | 2.99 | 11:00 | 226 | 326 | 2842 | 1635 | 99.44 | 1264.88 | 10629.08 | 4888.65 | 16882.05 | 41333.63 | 0.40843
2017-09-13 | 13:00 | N | 0.86 | 2.58 | 2.82 | 2.99 | 12:00 | 222 | 319 | 2842 | 1635 | 190.92 | 823.02 | 8014.44 | 4888.65 | 13917.03 | 44099.41 | 0.31558
2017-09-13 | 14:00 | N | 1.01 | 6.71 | 8 | 6.38 | 13:00 | 195 | 299 | 2842 | 1635 | 196.95 | 2006.29 | 22736 | 10431.3 | 35370.54 | 47007.7 | 0.75244
2017-09-13 | 15:00 | N | 1.43 | 10.55 | 14.51 | 1.24 | 14:00 | 205 | 237 | 2842 | 1635 | 293.15 | 2500.35 | 41237.42 | 2027.4 | 46058.32 | 50151.28 | 0.91839
2017-09-13 | 16:00 | N | 2 | 20.3 | 27 | 1.4 | 15:00 | 212 | 213 | 2842 | 1380 | 424 | 4323.9 | 76734 | 1932 | 83413.9 | 52859.01 | 1.578
2017-09-13 | 17:00 | N | 2.11 | 20.51 | 25.83 | 1.38 | 16:00 | 191 | 237 | 2842 | 1380 | 403.01 | 4860.87 | 73408.86 | 1904.4 | 80577.14 | 54975.75 | 1.4657
2017-09-13 | 18:00 | N | 3.14 | 10.47 | 12.51 | 1.35 | 17:00 | 218 | 258 | 2842 | 1380 | 684.52 | 2701.26 | 35553.42 | 1863 | 40802.2 | 56396.16 | 0.72349
2017-09-13 | 19:00 | N | 3.5 | 3.01 | 5.94 | 2.99 | 18:00 | 240 | 365 | 2842 | 1380 | 840 | 1098.65 | 16881.48 | 4126.2 | 22946.33 | 56393.42 | 0.4069
2017-09-13 | 20:00 | N | 1.5 | 3 | 4.58 | 2.5 | 19:00 | 320 | 214 | 2842 | 1426 | 480 | 642 | 13016.36 | 3565 | 17703.36 | 54837.8 | 0.32283
2017-09-13 | 21:00 | N | 5 | 2.68 | 4.18 | 0.99 | 20:00 | 322 | 178 | 2842 | 1426 | 1610 | 477.04 | 11879.56 | 1411.74 | 15378.34 | 52752.68 | 0.29152
2017-09-13 | 22:00 | N | 5 | 2.61 | 2.58 | 0.99 | 21:00 | 337 | 173 | 2842 | 1426 | 1685 | 451.53 | 7332.36 | 1411.74 | 10880.63 | 51444.49 | 0.2115
2017-09-13 | 23:00 | N | 30 | 3.38 | 2.81 | 0.5 | 22:00 | 394 | 194 | 2842 | 1426 | 11820 | 655.72 | 7986.02 | 713 | 21174.74 | 48316.39 | 0.43825
2017-09-13 | 24:00 | N | 22 | 3.11 | 2.81 | 0.5 | 23:00 | 389 | 265 | 2985 | 1111 | 8558 | 824.15 | 8387.85 | 555.5 | 18325.5 | 44257.36 | 0.41407
2017-09-14 | 1:00 | N | 20 | 5.21 | 4.54 | 0.5 | 24:00 | 362 | 243 | 2985 | 1111 | 7240 | 1266.03 | 13551.9 | 555.5 | 22613.43 | 40181.87 | 0.56278
2017-09-14 | 2:00 | N | 8.61 | 2.11 | 4.45 | 0.5 | 1:00 | 294 | 212 | 2985 | 1111 | 2531.34 | 447.32 | 13283.25 | 555.5 | 16817.41 | 37094.96 | 0.45336
2017-09-14 | 3:00 | N | 9.8 | 1.01 | 4.45 | 0.97 | 2:00 | 236 | 179 | 2985 | 1111 | 2312.8 | 180.79 | 13283.25 | 1077.67 | 16854.51 | 34985.43 | 0.48176
2017-09-14 | 4:00 | N | 8.69 | 1.01 | 4.45 | 0.97 | 3:00 | 201 | 205 | 2985 | 1717 | 1746.69 | 207.05 | 13283.25 | 1665.49 | 16902.48 | 33622.91 | 0.50271
2017-09-14 | 5:00 | N | 5 | 2.21 | 5 | 0.97 | 4:00 | 185 | 205 | 2985 | 1717 | 925 | 453.05 | 14925 | 1665.49 | 17968.54 | 32906.05 | 0.54606
2017-09-14 | 6:00 | N | 13.34 | 8.61 | 7.11 | 0.97 | 5:00 | 207 | 283 | 2985 | 1717 | 2761.38 | 2436.63 | 21223.35 | 1665.49 | 28086.85 | 32899.98 | 0.8537
2017-09-14 | 7:00 | N | 9.11 | 17.5 | 13.45 | 2.5 | 6:00 | 327 | 438 | 2985 | 1717 | 2978.97 | 7665 | 40148.25 | 4292.5 | 55084.72 | 34411.45 | 1.6008
2017-09-14 | 8:00 | N | 4.52 | 3 | 8.11 | 1.24 | 7:00 | 249 | 556 | 2872 | 2219 | 1125.48 | 1668 | 23291.92 | 2751.56 | 28836.96 | 37473.7 | 0.76953
2017-09-14 | 9:00 | N | 10.26 | 9.3 | 9.5 | 1 | 8:00 | 256 | 306 | 2872 | 2219 | 2626.56 | 2845.8 | 27284 | 2219 | 34975.36 | 38197.4 | 0.91565
2017-09-14 | 10:00 | N | 10.88 | 5.71 | 5.91 | 1 | 9:00 | 156 | 343 | 2872 | 2219 | 1697.28 | 1958.53 | 16973.52 | 2219 | 22848.33 | 39231.81 | 0.58239
2017-09-14 | 11:00 | N | 5.87 | 4 | 4 | 2 | 10:00 | 196 | 315 | 2872 | 2219 | 1150.52 | 1260 | 11488 | 4438 | 18336.52 | 41933.11 | 0.43728
2017-09-14 | 12:00 | N | 2.11 | 4 | 5 | 2.99 | 11:00 | 226 | 326 | 2842 | 1635 | 476.86 | 1304 | 14210 | 4888.65 | 20879.51 | 45344.47 | 0.46046
2017-09-14 | 13:00 | N | 2.61 | 3.39 | 4.21 | 3.39 | 12:00 | 222 | 319 | 2842 | 1635 | 579.42 | 1081.41 | 11964.82 | 5542.65 | 19168.3 | 48930.67 | 0.39174
2017-09-14 | 14:00 | N | 1.92 | 6.3 | 8.85 | 4.17 | 13:00 | 195 | 299 | 2842 | 1635 | 374.4 | 1883.7 | 25151.7 | 6817.95 | 34227.75 | 52601.88 | 0.65069
2017-09-14 | 15:00 | N | 2.15 | 10.17 | 15.28 | 1.54 | 14:00 | 205 | 237 | 2842 | 1635 | 440.75 | 2410.29 | 43425.76 | 2517.9 | 48794.7 | 56363.85 | 0.86571
2017-09-14 | 16:00 | N | 4.63 | 17.46 | 23.59 | 1.6 | 15:00 | 212 | 213 | 2842 | 1380 | 981.56 | 3718.98 | 67042.78 | 2208 | 73951.32 | 59110.92 | 1.2511
2017-09-14 | 17:00 | N | 3.5 | 18.27 | 23.14 | 1.57 | 16:00 | 191 | 237 | 2842 | 1380 | 668.5 | 4329.99 | 65763.88 | 2166.6 | 72928.97 | 60559.66 | 1.2042
2017-09-14 | 18:00 | N | 8.61 | 6.5 | 10.6 | 1 | 17:00 | 218 | 258 | 2842 | 1380 | 1876.98 | 1677 | 30125.2 | 1380 | 35059.18 | 61269.7 | 0.57221
2017-09-14 | 19:00 | N | 8.61 | 3 | 6.79 | 1 | 18:00 | 240 | 365 | 2842 | 1380 | 2066.4 | 1095 | 19297.18 | 1380 | 23838.58 | 61062.74 | 0.39039
2017-09-14 | 20:00 | N | 2.61 | 2.93 | 7.18 | 1 | 19:00 | 320 | 214 | 2842 | 1426 | 835.2 | 627.02 | 20405.56 | 1426 | 23293.78 | 59147.51 | 0.39383
2017-09-14 | 21:00 | N | 16.47 | 2.61 | 8 | 1 | 20:00 | 322 | 178 | 2842 | 1426 | 5303.34 | 464.58 | 22736 | 1426 | 29929.92 | 56930.14 | 0.52573
2017-09-14 | 22:00 | N | 20 | 8.15 | 10.93 | 0.99 | 21:00 | 337 | 173 | 2842 | 1426 | 6740 | 1409.95 | 31063.06 | 1411.74 | 40624.75 | 55742.18 | 0.7288
2017-09-14 | 23:00 | N | 50 | 7.21 | 5.21 | 0.5 | 22:00 | 394 | 194 | 2842 | 1426 | 19700 | 1398.74 | 14806.82 | 713 | 36618.56 | 52641.93 | 0.69562
2017-09-14 | 24:00 | N | 50 | 8 | 7.11 | 0.5 | 23:00 | 389 | 265 | 2985 | 1111 | 19450 | 2120 | 21223.35 | 555.5 | 43348.85 | 48396.49 | 0.8957
2017-09-15 | 1:00 | N | 10.71 | 4 | 7.11 | 0.5 | 24:00 | 362 | 243 | 2985 | 1111 | 3877.02 | 972 | 21223.35 | 555.5 | 26627.87 | 44064.92 | 0.60429
2017-09-15 | 2:00 | N | 7.52 | 2.21 | 5.78 | 0.5 | 1:00 | 294 | 212 | 2985 | 1111 | 2210.88 | 468.52 | 17253.3 | 555.5 | 20488.2 | 40701.8 | 0.50337
2017-09-15 | 3:00 | N | 8.11 | 2.11 | 7.11 | 1 | 2:00 | 236 | 179 | 2985 | 1111 | 1913.96 | 377.69 | 21223.35 | 1111 | 24626 | 38366.6 | 0.64186
2017-09-15 | 4:00 | N | 5.46 | 2.11 | 4.45 | 1 | 3:00 | 201 | 205 | 2985 | 1717 | 1097.46 | 432.55 | 13283.25 | 1717 | 16530.26 | 36657.24 | 0.45094
2017-09-15 | 5:00 | N | 5 | 2.21 | 4.45 | 1.04 | 4:00 | 185 | 205 | 2985 | 1717 | 925 | 453.05 | 13283.25 | 1785.68 | 16446.98 | 35658.97 | 0.46123
2017-09-15 | 6:00 | N | 10.55 | 8.11 | 7.11 | 1.17 | 5:00 | 207 | 283 | 2985 | 1717 | 2183.85 | 2295.13 | 21223.35 | 2008.89 | 27711.22 | 35533.82 | 0.77985
2017-09-15 | 7:00 | N | 6.94 | 17.5 | 8.45 | 2.99 | 6:00 | 327 | 438 | 2985 | 1717 | 2269.38 | 7665 | 25223.25 | 5133.83 | 40291.46 | 36871.37 | 1.0928
2017-09-15 | 8:00 | N | 4.26 | 3 | 8.45 | 2.7 | 7:00 | 249 | 556 | 2872 | 2219 | 1060.74 | 1668 | 24268.4 | 5991.3 | 32988.44 | 39713.59 | 0.83066
2017-09-15 | 9:00 | N | 10.64 | 9.3 | 9.5 | 2 | 8:00 | 256 | 306 | 2872 | 2219 | 2723.84 | 2845.8 | 27284 | 4438 | 37291.64 | 40410.57 | 0.92282
2017-09-15 | 10:00 | N | 15.8 | 3.94 | 4.14 | 2 | 9:00 | 156 | 343 | 2872 | 2219 | 2464.8 | 1351.42 | 11890.08 | 4438 | 20144.3 | 41360.26 | 0.48704
2017-09-15 | 11:00 | N | 5 | 3.29 | 4.29 | 2.99 | 10:00 | 196 | 315 | 2872 | 2219 | 980 | 1036.35 | 12320.88 | 6634.81 | 20972.04 | 43840.01 | 0.47838
2017-09-15 | 12:00 | N | 2.61 | 4.96 | 6.11 | 4.66 | 11:00 | 226 | 326 | 2842 | 1635 | 589.86 | 1616.96 | 17364.62 | 7619.1 | 27190.54 | 46853.85 | 0.58033
2017-09-15 | 13:00 | N | 2.61 | 4.6 | 5.6 | 5.1 | 12:00 | 222 | 319 | 2842 | 1635 | 579.42 | 1467.4 | 15915.2 | 8338.5 | 26300.52 | 49873.47 | 0.52734
2017-09-15 | 14:00 | N | 1.36 | 3.91 | 5.41 | 7.5 | 13:00 | 195 | 299 | 2842 | 1635 | 265.2 | 1169.09 | 15375.22 | 12262.5 | 29072.01 | 52883.46 | 0.54974
2017-09-15 | 15:00 | N | 1.62 | 5.54 | 9.03 | 1.36 | 14:00 | 205 | 237 | 2842 | 1635 | 332.1 | 1312.98 | 25663.26 | 2223.6 | 29531.94 | 56112.07 | 0.5263
2017-09-15 | 16:00 | N | 2.61 | 11.77 | 14.53 | 2.5 | 15:00 | 212 | 213 | 2842 | 1380 | 553.32 | 2507.01 | 41294.26 | 3450 | 47804.59 | 58403.89 | 0.81852
2017-09-15 | 17:00 | N | 2.18 | 16.01 | 19.13 | 2.5 | 16:00 | 191 | 237 | 2842 | 1380 | 416.38 | 3794.37 | 54367.46 | 3450 | 62028.21 | 59729.71 | 1.0385
2017-09-15 | 18:00 | N | 2.11 | 7.01 | 10 | 1 | 17:00 | 218 | 258 | 2842 | 1380 | 459.98 | 1808.58 | 28420 | 1380 | 32068.56 | 60509.59 | 0.52997
2017-09-15 | 19:00 | N | 3.11 | 2.21 | 6.35 | 1 | 18:00 | 240 | 365 | 2842 | 1380 | 746.4 | 806.65 | 18046.7 | 1380 | 20979.75 | 59719.36 | 0.35131
2017-09-15 | 20:00 | N | 2 | 2.82 | 4.39 | 2.82 | 19:00 | 320 | 214 | 2842 | 1426 | 640 | 603.48 | 12476.38 | 4021.32 | 17741.18 | 57336.48 | 0.30942
2017-09-15 | 21:00 | N | 5 | 3 | 5.04 | 2.99 | 20:00 | 322 | 178 | 2842 | 1426 | 1610 | 534 | 14323.68 | 4263.74 | 20731.42 | 54794.13 | 0.37835
2017-09-15 | 22:00 | N | 5.05 | 3.11 | 3.27 | 2.99 | 21:00 | 337 | 173 | 2842 | 1426 | 1701.85 | 538.03 | 9293.34 | 4263.74 | 15796.96 | 53229.79 | 0.29677
2017-09-15 | 23:00 | N | 30 | 5 | 5 | 0.61 | 22:00 | 394 | 194 | 2842 | 1426 | 11820 | 970 | 14210 | 869.86 | 27869.86 | 50675.14 | 0.54997
2017-09-15 | 24:00 | N | 22 | 7 | 5 | 0.5 | 23:00 | 389 | 265 | 2985 | 1111 | 8558 | 1855 | 14925 | 555.5 | 25893.5 | 47557.13 | 0.54447
2017-09-16 | 1:00 | N | 7.51 | 4 | 2.5 | 0.45 | 24:00 | 362 | 243 | 2985 | 1111 | 2718.62 | 972 | 7462.5 | 499.95 | 11653.07 | 44261.78 | 0.26328
2017-09-16 | 2:00 | N | 5.19 | 2.21 | 2.5 | 0.5 | 1:00 | 294 | 212 | 2985 | 1111 | 1525.86 | 468.52 | 7462.5 | 555.5 | 10012.38 | 41227.72 | 0.24286
2017-09-16 | 3:00 | N | 5.59 | 2.11 | 2.5 | 0.99 | 2:00 | 236 | 179 | 2985 | 1111 | 1319.24 | 377.69 | 7462.5 | 1099.89 | 10259.32 | 38889.52 | 0.26381
2017-09-16 | 4:00 | N | 5 | 2.11 | 2.45 | 0.99 | 3:00 | 201 | 205 | 2985 | 1717 | 1005 | 432.55 | 7313.25 | 1699.83 | 10450.63 | 37138.97 | 0.28139
2017-09-16 | 5:00 | N | 4.22 | 2.21 | 2.5 | 1 | 4:00 | 185 | 205 | 2985 | 1717 | 780.7 | 453.05 | 7462.5 | 1717 | 10413.25 | 35899.5 | 0.29007
2017-09-16 | 6:00 | N | 8.11 | 7.46 | 2.5 | 1 | 5:00 | 207 | 283 | 2985 | 1717 | 1678.77 | 2111.18 | 7462.5 | 1717 | 12969.45 | 35212.74 | 0.36832
2017-09-16 | 7:00 | N | 5.66 | 12.5 | 2.5 | 2.99 | 6:00 | 327 | 438 | 2985 | 1717 | 1850.82 | 5475 | 7462.5 | 5133.83 | 19922.15 | 35267.48 | 0.56489
2017-09-16 | 8:00 | N | 3.5 | 2.5 | 2.5 | 1 | 7:00 | 249 | 556 | 2872 | 2219 | 871.5 | 1390 | 7180 | 2219 | 11660.5 | 35999.35 | 0.32391
2017-09-16 | 9:00 | N | 8.11 | 5.89 | 2.5 | 2 | 8:00 | 256 | 306 | 2872 | 2219 | 2076.16 | 1802.34 | 7180 | 4438 | 15496.5 | 36597.02 | 0.42344
2017-09-16 | 10:00 | N | 10.69 | 3 | 2.5 | 1.76 | 9:00 | 156 | 343 | 2872 | 2219 | 1667.64 | 1029 | 7180 | 3905.44 | 13782.08 | 38788.76 | 0.35531
2017-09-16 | 11:00 | N | 3.5 | 3.11 | 3.35 | 2.81 | 10:00 | 196 | 315 | 2872 | 2219 | 686 | 979.65 | 9621.2 | 6235.39 | 17522.24 | 42191 | 0.41531
2017-09-16 | 12:00 | N | 2.11 | 4.47 | 4.97 | 4.23 | 11:00 | 226 | 326 | 2842 | 1635 | 476.86 | 1457.22 | 14124.74 | 6916.05 | 22974.87 | 45820.73 | 0.50141
2017-09-16 | 13:00 | N | 0.77 | 5.13 | 5.51 | 5.13 | 12:00 | 222 | 319 | 2842 | 1635 | 170.94 | 1636.47 | 15659.42 | 8387.55 | 25854.38 | 49288.91 | 0.52455
2017-09-16 | 14:00 | N | 1.37 | 5.6 | 5.93 | 5.6 | 13:00 | 195 | 299 | 2842 | 1635 | 267.15 | 1674.4 | 16853.06 | 9156 | 27950.61 | 52531.8 | 0.53207
2017-09-16 | 15:00 | N | 2 | 7.75 | 10.98 | 0.99 | 14:00 | 205 | 237 | 2842 | 1635 | 410 | 1836.75 | 31205.16 | 1618.65 | 35070.56 | 55310.27 | 0.63407
2017-09-16 | 16:00 | N | 1.46 | 15.17 | 19.92 | 2.42 | 15:00 | 212 | 213 | 2842 | 1380 | 309.52 | 3231.21 | 56612.64 | 3339.6 | 63492.97 | 57570.74 | 1.1029
2017-09-16 | 17:00 | N | 1.91 | 19.15 | 24.73 | 0.99 | 16:00 | 191 | 237 | 2842 | 1380 | 364.81 | 4538.55 | 70282.66 | 1366.2 | 76552.22 | 59218.92 | 1.2927
2017-09-16 | 18:00 | N | 2.47 | 7.96 | 10 | 0.99 | 17:00 | 218 | 258 | 2842 | 1380 | 538.46 | 2053.68 | 28420 | 1366.2 | 32378.34 | 60117.38 | 0.53859
2017-09-16 | 19:00 | N | 2.61 | 2.27 | 5.7 | 1.27 | 18:00 | 240 | 365 | 2842 | 1380 | 626.4 | 828.55 | 16199.4 | 1752.6 | 19406.95 | 59673.66 | 0.32522
2017-09-16 | 20:00 | N | 1.91 | 3 | 4.5 | 2.5 | 19:00 | 320 | 214 | 2842 | 1426 | 611.2 | 642 | 12789 | 3565 | 17607.2 | 57606.79 | 0.30564
2017-09-16 | 21:00 | N | 3.5 | 4.33 | 6.26 | 2.5 | 20:00 | 322 | 178 | 2842 | 1426 | 1127 | 770.74 | 17790.92 | 3565 | 23253.66 | 55114.6 | 0.42191
2017-09-16 | 22:00 | N | 5 | 3 | 3.16 | 2.27 | 21:00 | 337 | 173 | 2842 | 1426 | 1685 | 519 | 8980.72 | 3237.02 | 14421.74 | 53166.59 | 0.27126
2017-09-16 | 23:00 | N | 20 | 4.63 | 2.5 | 0.5 | 22:00 | 394 | 194 | 2842 | 1426 | 7880 | 898.22 | 7105 | 713 | 16596.22 | 50273.5 | 0.33012
2017-09-16 | 24:00 | N | 20 | 5 | 2.5 | 0.5 | 23:00 | 389 | 265 | 2985 | 1111 | 7780 | 1325 | 7462.5 | 555.5 | 17123 | 46997.67 | 0.36434
2017-09-17 | 1:00 | N | 3 | 4 | 2.5 | 0.61 | 24:00 | 362 | 243 | 2985 | 1111 | 1086 | 972 | 7462.5 | 677.71 | 10198.21 | 43908.01 | 0.23226
2017-09-17 | 2:00 | N | 3 | 2.21 | 2.5 | 0.5 | 1:00 | 294 | 212 | 2985 | 1111 | 882 | 468.52 | 7462.5 | 555.5 | 9368.52 | 41126.44 | 0.2278
2017-09-17 | 3:00 | N | 3 | 2.11 | 2.5 | 0.99 | 2:00 | 236 | 179 | 2985 | 1111 | 708 | 377.69 | 7462.5 | 1099.89 | 9648.08 | 38653.22 | 0.24961
2017-09-17 | 4:00 | N | 3 | 2.11 | 2.5 | 0.99 | 3:00 | 201 | 205 | 2985 | 1717 | 603 | 432.55 | 7462.5 | 1699.83 | 10197.88 | 36824.03 | 0.27694
2017-09-17 | 5:00 | N | 3 | 2.21 | 2.5 | 0.99 | 4:00 | 185 | 205 | 2985 | 1717 | 555 | 453.05 | 7462.5 | 1699.83 | 10170.38 | 35470.39 | 0.28673
2017-09-17 | 6:00 | N | 3 | 7.46 | 2.5 | 0.99 | 5:00 | 207 | 283 | 2985 | 1717 | 621 | 2111.18 | 7462.5 | 1699.83 | 11894.51 | 34642.41 | 0.34335
2017-09-17 | 7:00 | N | 4.57 | 17.01 | 2.5 | 2.69 | 6:00 | 327 | 438 | 2985 | 1717 | 1494.39 | 7450.38 | 7462.5 | 4618.73 | 21026 | 34410.75 | 0.61103
2017-09-17 | 8:00 | N | 3.5 | 2.5 | 2.5 | 2.7 | 7:00 | 249 | 556 | 2872 | 2219 | 871.5 | 1390 | 7180 | 5991.3 | 15432.8 | 34622.49 | 0.44574
2017-09-17 | 9:00 | N | 6.43 | 3.31 | 2.44 | 2.99 | 8:00 | 256 | 306 | 2872 | 2219 | 1646.08 | 1012.86 | 7007.68 | 6634.81 | 16301.43 | 34712.14 | 0.46962
2017-09-17 | 10:00 | N | 9.48 | 3.11 | 2.5 | 2.81 | 9:00 | 156 | 343 | 2872 | 2219 | 1478.88 | 1066.73 | 7180 | 6235.39 | 15961 | 36872.57 | 0.43287
2017-09-17 | 11:00 | N | 3.03 | 3.08 | 3.13 | 3.07 | 10:00 | 196 | 315 | 2872 | 2219 | 593.88 | 970.2 | 8989.36 | 6812.33 | 17365.77 | 40549.59 | 0.42826
2017-09-17 | 12:00 | N | 1.6 | 4.47 | 4.94 | 4.47 | 11:00 | 226 | 326 | 2842 | 1635 | 361.6 | 1457.22 | 14039.48 | 7308.45 | 23166.75 | 44539.95 | 0.52013
2017-09-17 | 13:00 | N | 0.84 | 5.59 | 6.52 | 6.09 | 12:00 | 222 | 319 | 2842 | 1635 | 186.48 | 1783.21 | 18529.84 | 9957.15 | 30456.68 | 48736.21 | 0.62493
2017-09-17 | 14:00 | N | 1 | 9.49 | 11.61 | 8.88 | 13:00 | 195 | 299 | 2842 | 1635 | 195 | 2837.51 | 32995.62 | 14518.8 | 50546.93 | 52624.66 | 0.96052
2017-09-17 | 15:00 | N | 2 | 16.46 | 21.3 | 2.99 | 14:00 | 205 | 237 | 2842 | 1635 | 410 | 3901.02 | 60534.6 | 4888.65 | 69734.27 | 55721.92 | 1.2515
2017-09-17 | 16:00 | N | 1.67 | 27.47 | 32 | 2.99 | 15:00 | 212 | 213 | 2842 | 1380 | 354.04 | 5851.11 | 90944 | 4126.2 | 101275.35 | 57954.52 | 1.7475
2017-09-17 | 17:00 | N | 2.01 | 27.25 | 32.29 | 2.99 | 16:00 | 191 | 237 | 2842 | 1380 | 383.91 | 6458.25 | 91768.18 | 4126.2 | 102736.54 | 59532.97 | 1.7257
2017-09-17 | 18:00 | N | 2.11 | 7.96 | 13.02 | 2.99 | 17:00 | 218 | 258 | 2842 | 1380 | 459.98 | 2053.68 | 37002.84 | 4126.2 | 43642.7 | 60387.61 | 0.72271
2017-09-17 | 19:00 | N | 2.61 | 3.53 | 6.87 | 2.99 | 18:00 | 240 | 365 | 2842 | 1380 | 626.4 | 1288.45 | 19524.54 | 4126.2 | 25565.59 | 60058.3 | 0.42568
2017-09-17 | 20:00 | N | 1 | 2.44 | 5.4 | 1 | 19:00 | 320 | 214 | 2842 | 1426 | 320 | 522.16 | 15346.8 | 1426 | 17614.96 | 58313.16 | 0.30208
2017-09-17 | 21:00 | N | 4.76 | 2.51 | 4.01 | 1 | 20:00 | 322 | 178 | 2842 | 1426 | 1532.72 | 446.78 | 11396.42 | 1426 | 14801.92 | 56461.02 | 0.26216
2017-09-17 | 22:00 | N | 8.11 | 3 | 4.04 | 2.99 | 21:00 | 337 | 173 | 2842 | 1426 | 2733.07 | 519 | 11481.68 | 4263.74 | 18997.49 | 55347.61 | 0.34324
2017-09-17 | 23:00 | N | 20 | 4.63 | 3 | 0.61 | 22:00 | 394 | 194 | 2842 | 1426 | 7880 | 898.22 | 8526 | 869.86 | 18174.08 | 52405.22 | 0.3468
2017-09-17 | 24:00 | N | 20 | 5 | 2.5 | 0.56 | 23:00 | 389 | 265 | 2985 | 1111 | 7780 | 1325 | 7462.5 | 622.16 | 17189.66 | 48303.24 | 0.35587
2017-09-18 | 1:00 | N | 3 | 3.11 | 2.2 | 0.45 | 24:00 | 362 | 243 | 2985 | 1111 | 1086 | 755.73 | 6567 | 499.95 | 8908.68 | 44066.62 | 0.20216
2017-09-18 | 2:00 | N | 3 | 2.05 | 2.05 | 0.5 | 1:00 | 294 | 212 | 2985 | 1111 | 882 | 434.6 | 6119.25 | 555.5 | 7991.35 | 40782.54 | 0.19595
2017-09-18 | 3:00 | N | 3 | 1.85 | 2.05 | 0.97 | 2:00 | 236 | 179 | 2985 | 1111 | 708 | 331.15 | 6119.25 | 1077.67 | 8236.07 | 38529.04 | 0.21376
2017-09-18 | 4:00 | N | 3 | 1.85 | 2.05 | 0.97 | 3:00 | 201 | 205 | 2985 | 1717 | 603 | 379.25 | 6119.25 | 1665.49 | 8766.99 | 37019.85 | 0.23682
2017-09-18 | 5:00 | N | 3 | 2.11 | 2.05 | 0.97 | 4:00 | 185 | 205 | 2985 | 1717 | 555 | 432.55 | 6119.25 | 1665.49 | 8772.29 | 36150.55 | 0.24266
2017-09-18 | 6:00 | N | 3 | 5 | 2.5 | 0.97 | 5:00 | 207 | 283 | 2985 | 1717 | 621 | 1415 | 7462.5 | 1665.49 | 11163.99 | 36287.59 | 0.30765
2017-09-18 | 7:00 | N | 3.5 | 8.61 | 2.5 | 2 | 6:00 | 327 | 438 | 2985 | 1717 | 1144.5 | 3771.18 | 7462.5 | 3434 | 15812.18 | 38074.32 | 0.4153
2017-09-18 | 8:00 | N | 2.62 | 2.61 | 2.61 | 2 | 7:00 | 249 | 556 | 2872 | 2219 | 652.38 | 1451.16 | 7495.92 | 4438 | 14037.46 | 41245.09 | 0.34034
2017-09-18 | 9:00 | N | 6.44 | 3.12 | 3.01 | 2.82 | 8:00 | 256 | 306 | 2872 | 2219 | 1648.64 | 954.72 | 8644.72 | 6257.58 | 17505.66 | 42087.11 | 0.41594
2017-09-18 | 10:00 | N | 8.25 | 3 | 3 | 2.7 | 9:00 | 156 | 343 | 2872 | 2219 | 1287 | 1029 | 8616 | 5991.3 | 16923.3 | 43205.37 | 0.39169
2017-09-18 | 11:00 | N | 2.61 | 3 | 3 | 2.99 | 10:00 | 196 | 315 | 2872 | 2219 | 511.56 | 945 | 8616 | 6634.81 | 16707.37 | 45942.11 | 0.36366
2017-09-18 | 12:00 | N | 0.73 | 4.51 | 5.07 | 4.74 | 11:00 | 226 | 326 | 2842 | 1635 | 164.98 | 1470.26 | 14408.94 | 7749.9 | 23794.08 | 49347.49 | 0.48217
2017-09-18 | 13:00 | N | 1 | 4.12 | 4.96 | 4.9 | 12:00 | 222 | 319 | 2842 | 1635 | 222 | 1314.28 | 14096.32 | 8011.5 | 23644.1 | 52755.8 | 0.44818
2017-09-18 | 14:00 | N | 1 | 11.4 | 12.9 | 7.93 | 13:00 | 195 | 299 | 2842 | 1635 | 195 | 3408.6 | 36661.8 | 12965.55 | 53230.95 | 55614.92 | 0.95713
2017-09-18 | 15:00 | N | 1.64 | 8.54 | 14.74 | 1 | 14:00 | 205 | 237 | 2842 | 1635 | 336.2 | 2023.98 | 41891.08 | 1635 | 45886.26 | 58086.44 | 0.78997
2017-09-18 | 16:00 | N | 2.03 | 17.44 | 27 | 1.36 | 15:00 | 212 | 213 | 2842 | 1380 | 430.36 | 3714.72 | 76734 | 1876.8 | 82755.88 | 59822.56 | 1.3834
2017-09-18 | 17:00 | N | 2.11 | 16.97 | 23.92 | 1.25 | 16:00 | 191 | 237 | 2842 | 1380 | 403.01 | 4021.89 | 67980.64 | 1725 | 74130.54 | 60650.89 | 1.2222
2017-09-18 | 18:00 | N | 2.26 | 6.4 | 11.11 | 1 | 17:00 | 218 | 258 | 2842 | 1380 | 492.68 | 1651.2 | 31574.62 | 1380 | 35098.5 | 60977.72 | 0.5756
2017-09-18 | 19:00 | N | 2 | 2.66 | 6.73 | 1 | 18:00 | 240 | 365 | 2842 | 1380 | 480 | 970.9 | 19126.66 | 1380 | 21957.56 | 60340.25 | 0.3639
2017-09-18 | 20:00 | N | 1.28 | 2.61 | 6.11 | 1 | 19:00 | 320 | 214 | 2842 | 1426 | 409.6 | 558.54 | 17364.62 | 1426 | 19758.76 | 58510.84 | 0.33769
2017-09-18 | 21:00 | N | 3.5 | 2.99 | 7.12 | 1 | 20:00 | 322 | 178 | 2842 | 1426 | 1127 | 532.22 | 20235.04 | 1426 | 23320.26 | 56624.21 | 0.41184
2017-09-18 | 22:00 | N | 4.46 | 2.69 | 3 | 1 | 21:00 | 337 | 173 | 2842 | 1426 | 1503.02 | 465.37 | 8526 | 1426 | 11920.39 | 55419.8 | 0.21509
2017-09-18 | 23:00 | N | 20 | 5 | 2.5 | 0.5 | 22:00 | 394 | 194 | 2842 | 1426 | 7880 | 970 | 7105 | 713 | 16668 | 52476.58 | 0.31763
2017-09-18 | 24:00 | N | 20 | 5 | 2.5 | 0.5 | 23:00 | 389 | 265 | 2985 | 1111 | 7780 | 1325 | 7462.5 | 555.5 | 17123 | 48440.17 | 0.35349
2017-09-19 | 1:00 | N | 5 | 4 | 2.5 | 0.5 | 24:00 | 362 | 243 | 2985 | 1111 | 1810 | 972 | 7462.5 | 555.5 | 10800 | 44560.96 | 0.24236
2017-09-19 | 2:00 | N | 4.16 | 1.95 | 1.95 | 0.5 | 1:00 | 294 | 212 | 2985 | 1111 | 1223.04 | 413.4 | 5820.75 | 555.5 | 8012.69 | 41516.44 | 0.193
2017-09-19 | 3:00 | N | 3.5 | 1.31 | 1.51 | 0.97 | 2:00 | 236 | 179 | 2985 | 1111 | 826 | 234.49 | 4507.35 | 1077.67 | 6645.51 | 39498.15 | 0.16825
2017-09-19 | 4:00 | N | 3.26 | 1.31 | 1.51 | 0.97 | 3:00 | 201 | 205 | 2985 | 1717 | 655.26 | 268.55 | 4507.35 | 1665.49 | 7096.65 | 38182.81 | 0.18586
2017-09-19 | 5:00 | N | 3.29 | 2.16 | 1.95 | 0.97 | 4:00 | 185 | 205 | 2985 | 1717 | 608.65 | 442.8 | 5820.75 | 1665.49 | 8537.69 | 37449.81 | 0.22798
2017-09-19 | 6:00 | N | 5 | 4.41 | 1.95 | 0.97 | 5:00 | 207 | 283 | 2985 | 1717 | 1035 | 1248.03 | 5820.75 | 1665.49 | 9769.27 | 37501.41 | 0.2605
2017-09-19 | 7:00 | N | 3.46 | 12.5 | 2.5 | 2.5 | 6:00 | 327 | 438 | 2985 | 1717 | 1131.42 | 5475 | 7462.5 | 4292.5 | 18361.42 | 39143.9 | 0.46907
2017-09-19 | 8:00 | N | 3.46 | 3 | 3.51 | 2.7 | 7:00 | 249 | 556 | 2872 | 2219 | 861.54 | 1668 | 10080.72 | 5991.3 | 18601.56 | 42457.58 | 0.43812
2017-09-19 | 9:00 | N | 6.43 | 6.01 | 6.11 | 2.99 | 8:00 | 256 | 306 | 2872 | 2219 | 1646.08 | 1839.06 | 17547.92 | 6634.81 | 27667.87 | 43222.48 | 0.64013
2017-09-19 | 10:00 | N | 8.11 | 4.3 | 4.3 | 4 | 9:00 | 156 | 343 | 2872 | 2219 | 1265.16 | 1474.9 | 12349.6 | 8876 | 23965.66 | 44218.99 | 0.54198
2017-09-19 | 11:00 | N | 3.46 | 4.91 | 4.77 | 4.9 | 10:00 | 196 | 315 | 2872 | 2219 | 678.16 | 1546.65 | 13699.44 | 10873.1 | 26797.35 | 46882.06 | 0.57159
2017-09-19 | 12:00 | N | 2.61 | 4.1 | 5.5 | 5.5 | 11:00 | 226 | 326 | 2842 | 1635 | 589.86 | 1336.6 | 15631 | 8992.5 | 26549.96 | 50190.68 | 0.52898
2017-09-19 | 13:00 | N | 1 | 5.95 | 6.45 | 6.45 | 12:00 | 222 | 319 | 2842 | 1635 | 222 | 1898.05 | 18330.9 | 10545.75 | 30996.7 | 53579.89 | 0.57851
2017-09-19 | 14:00 | N | 1 | 7.93 | 9.43 | 8.93 | 13:00 | 195 | 299 | 2842 | 1635 | 195 | 2371.07 | 26800.06 | 14600.55 | 43966.68 | 56913.55 | 0.77252
2017-09-19 | 15:00 | N | 1.4 | 9 | 10.65 | 0.99 | 14:00 | 205 | 237 | 2842 | 1635 | 287 | 2133 | 30267.3 | 1618.65 | 34305.95 | 60004.14 | 0.57173
2017-09-19 | 16:00 | N | 1.97 | 16.87 | 20.74 | 1 | 15:00 | 212 | 213 | 2842 | 1380 | 417.64 | 3593.31 | 58943.08 | 1380 | 64334.03 | 61989.46 | 1.0378
2017-09-19 | 17:00 | N | 2.51 | 14.28 | 15.78 | 1 | 16:00 | 191 | 237 | 2842 | 1380 | 479.41 | 3384.36 | 44846.76 | 1380 | 50090.53 | 62847.14 | 0.79702
2017-09-19 | 18:00 | N | 2.11 | 5.01 | 10 | 0.99 | 17:00 | 218 | 258 | 2842 | 1380 | 459.98 | 1292.58 | 28420 | 1366.2 | 31538.76 | 63166.75 | 0.49929
2017-09-19 | 19:00 | N | 3.11 | 4.71 | 8.97 | 4.61 | 18:00 | 240 | 365 | 2842 | 1380 | 746.4 | 1719.15 | 25492.74 | 6361.8 | 34320.09 | 62620.53 | 0.54806
2017-09-19 | 20:00 | N | 2 | 4.78 | 8 | 4.61 | 19:00 | 320 | 214 | 2842 | 1426 | 640 | 1022.92 | 22736 | 6573.86 | 30972.78 | 60808.94 | 0.50935
2017-09-19 | 21:00 | N | 3.8 | 3.47 | 7.7 | 2.99 | 20:00 | 322 | 178 | 2842 | 1426 | 1223.6 | 617.66 | 21883.4 | 4263.74 | 27988.4 | 59178.66 | 0.47295
2017-09-19 | 22:00 | N | 8.25 | 4.22 | 4.42 | 2.5 | 21:00 | 337 | 173 | 2842 | 1426 | 2780.25 | 730.06 | 12561.64 | 3565 | 19636.95 | 58033.3 | 0.33837
2017-09-19 | 23:00 | N | 20 | 4.61 | 3.11 | 0.61 | 22:00 | 394 | 194 | 2842 | 1426 | 7880 | 894.34 | 8838.62 | 869.86 | 18482.82 | 55097.78 | 0.33545
2017-09-19 | 24:00 | N | 20 | 5.75 | 3.75 | 0.5 | 23:00 | 389 | 265 | 2985 | 1111 | 7780 | 1523.75 | 11193.75 | 555.5 | 21053 | 50692.53 | 0.41531
2017-09-20 | 1:00 | N | 5.68 | 4 | 2.61 | 0.5 | 24:00 | 362 | 243 | 2985 | 1111 | 2056.16 | 972 | 7790.85 | 555.5 | 11374.51 | 46384.05 | 0.24522
2017-09-20 | 2:00 | N | 4.16 | 2.21 | 2.61 | 0.5 | 1:00 | 294 | 212 | 2985 | 1111 | 1223.04 | 468.52 | 7790.85 | 555.5 | 10037.91 | 43272.55 | 0.23197
2017-09-20 | 3:00 | N | 3.75 | 2.11 | 2.61 | 0.97 | 2:00 | 236 | 179 | 2985 | 1111 | 885 | 377.69 | 7790.85 | 1077.67 | 10131.21 | 41354.79 | 0.24498
2017-09-20 | 4:00 | N | 3.63 | 1.76 | 2.61 | 0.97 | 3:00 | 201 | 205 | 2985 | 1717 | 729.63 | 360.8 | 7790.85 | 1665.49 | 10546.77 | 39993.29 | 0.26371
2017-09-20 | 5:00 | N | 3.65 | 2.21 | 2.61 | 0.97 | 4:00 | 185 | 205 | 2985 | 1717 | 675.25 | 453.05 | 7790.85 | 1665.49 | 10584.64 | 39295.72 | 0.26936
2017-09-20 | 6:00 | N | 5.82 | 5 | 3 | 0.97 | 5:00 | 207 | 283 | 2985 | 1717 | 1204.74 | 1415 | 8955 | 1665.49 | 13240.23 | 39352.8 | 0.33645
2017-09-20 | 7:00 | N | 3.62 | 12.11 | 5.03 | 2.99 | 6:00 | 327 | 438 | 2985 | 1717 | 1183.74 | 5304.18 | 15014.55 | 5133.83 | 26636.3 | 40925.02 | 0.65086
2017-09-20 | 8:00 | N | 3.62 | 3.61 | 4.65 | 3.31 | 7:00 | 249 | 556 | 2872 | 2219 | 901.38 | 2007.16 | 13354.8 | 7344.89 | 23608.23 | 43862.41 | 0.53823
2017-09-20 | 9:00 | N | 5.86 | 7.75 | 7.75 | 4.9 | 8:00 | 256 | 306 | 2872 | 2219 | 1500.16 | 2371.5 | 22258 | 10873.1 | 37002.76 | 44455.39 | 0.83236
2017-09-20 | 10:00 | N | 6.34 | 4.28 | 4.28 | 3.09 | 9:00 | 156 | 343 | 2872 | 2219 | 989.04 | 1468.04 | 12292.16 | 6856.71 | 21605.95 | 45342.75 | 0.4765
2017-09-20 | 11:00 | N | 2.09 | 5.2 | 3.75 | 4.9 | 10:00 | 196 | 315 | 2872 | 2219 | 409.64 | 1638 | 10770 | 10873.1 | 23690.74 | 48165.78 | 0.49186
2017-09-20 | 12:00 | N | 0.74 | 5.3 | 5.4 | 5 | 11:00 | 226 | 326 | 2842 | 1635 | 167.24 | 1727.8 | 15346.8 | 8175 | 25416.84 | 51593.98 | 0.49263
2017-09-20 | 13:00 | N | 1 | 5.58 | 5.76 | 5.76 | 12:00 | 222 | 319 | 2842 | 1635 | 222 | 1780.02 | 16369.92 | 9417.6 | 27789.54 | 55025.64 | 0.50503
2017-09-20 | 14:00 | N | 1.42 | 7.49 | 7.74 | 7.5 | 13:00 | 195 | 299 | 2842 | 1635 | 276.9 | 2239.51 | 21997.08 | 12262.5 | 36775.99 | 58252.24 | 0.63132
2017-09-20 | 15:00 | N | 1.82 | 10.71 | 13.54 | 1 | 14:00 | 205 | 237 | 2842 | 1635 | 373.1 | 2538.27 | 38480.68 | 1635 | 43027.05 | 61315.11 | 0.70174
2017-09-20 | 16:00 | N | 2.11 | 19.04 | 26 | 2.5 | 15:00 | 212 | 213 | 2842 | 1380 | 447.32 | 4055.52 | 73892 | 3450 | 81844.84 | 63151 | 1.296
2017-09-20 | 17:00 | N | 2.11 | 15.52 | 21 | 1 | 16:00 | 191 | 237 | 2842 | 1380 | 403.01 | 3678.24 | 59682 | 1380 | 65143.25 | 63489.52 | 1.026
2017-09-20 | 18:00 | N | 2.11 | 5.63 | 13.09 | 1 | 17:00 | 218 | 258 | 2842 | 1380 | 459.98 | 1452.54 | 37201.78 | 1380 | 40494.3 | 63634.09 | 0.63636
2017-09-20 | 19:00 | N | 2.61 | 4.85 | 8.9 | 2.5 | 18:00 | 240 | 365 | 2842 | 1380 | 626.4 | 1770.25 | 25293.8 | 3450 | 31140.45 | 63353.19 | 0.49154
2017-09-20 | 20:00 | N | 1 | 5.6 | 8.69 | 2.99 | 19:00 | 320 | 214 | 2842 | 1426 | 320 | 1198.4 | 24696.98 | 4263.74 | 30479.12 | 61600.35 | 0.49479
2017-09-20 | 21:00 | N | 5 | 3.08 | 7.13 | 1.56 | 20:00 | 322 | 178 | 2842 | 1426 | 1610 | 548.24 | 20263.46 | 2224.56 | 24646.26 | 59943.25 | 0.41116
2017-09-20 | 22:00 | N | 7.5 | 3.84 | 4.16 | 2.99 | 21:00 | 337 | 173 | 2842 | 1426 | 2527.5 | 664.32 | 11822.72 | 4263.74 | 19278.28 | 58632.08 | 0.3288
2017-09-20 | 23:00 | N | 20 | 4.45 | 3 | 0.5 | 22:00 | 394 | 194 | 2842 | 1426 | 7880 | 863.3 | 8526 | 713 | 17982.3 | 55707.88 | 0.3228
2017-09-20 | 24:00 | N | 19.5 | 5.66 | 2.94 | 0.5 | 23:00 | 389 | 265 | 2985 | 1111 | 7585.5 | 1499.9 | 8775.9 | 555.5 | 18416.8 | 51554.56 | 0.35723
2017-09-21 | 1:00 | N | 5 | 4 | 2 | 0.5 | 24:00 | 362 | 243 | 2985 | 1111 | 1810 | 972 | 5970 | 555.5 | 9307.5 | 47497.23 | 0.19596
2017-09-21 | 2:00 | N | 3.71 | 2.21 | 1.95 | 0.5 | 1:00 | 294 | 212 | 2985 | 1111 | 1090.74 | 468.52 | 5820.75 | 555.5 | 7935.51 | 44458.82 | 0.17849
2017-09-21 | 3:00 | N | 3.46 | 2.11 | 1.95 | 0.97 | 2:00 | 236 | 179 | 2985 | 1111 | 816.56 | 377.69 | 5820.75 | 1077.67 | 8092.67 | 42271.78 | 0.19144
2017-09-21 | 4:00 | N | 3.01 | 1.75 | 1.95 | 0.97 | 3:00 | 201 | 205 | 2985 | 1717 | 605.01 | 358.75 | 5820.75 | 1665.49 | 8450 | 40883.49 | 0.20668
2017-09-21 | 5:00 | N | 3.01 | 2.11 | 1.95 | 0.97 | 4:00 | 185 | 205 | 2985 | 1717 | 556.85 | 432.55 | 5820.75 | 1665.49 | 8475.64 | 40077.58 | 0.21148
2017-09-21 | 6:00 | N | 5.41 | 4.69 | 2 | 0.99 | 5:00 | 207 | 283 | 2985 | 1717 | 1119.87 | 1327.27 | 5970 | 1699.83 | 10116.97 | 40108.39 | 0.25224
2017-09-21 | 7:00 | N | 5.01 | 10.62 | 3.68 | 4.9 | 6:00 | 327 | 438 | 2985 | 1717 | 1638.27 | 4651.56 | 10984.8 | 8413.3 | 25687.93 | 41674.14 | 0.6164
2017-09-21 | 8:00 | N | 3.5 | 3.04 | 2.95 | 2.81 | 7:00 | 249 | 556 | 2872 | 2219 | 871.5 | 1690.24 | 8472.4 | 6235.39 | 17269.53 | 44686.99 | 0.38646
2017-09-21 | 9:00 | N | 8.01 | 4.3 | 3.75 | 4 | 8:00 | 256 | 306 | 2872 | 2219 | 2050.56 | 1315.8 | 10770 | 8876 | 23012.36 | 45258.64 | 0.50846
2017-09-21 | 10:00 | N | 8.01 | 3.85 | 3.48 | 3.55 | 9:00 | 156 | 343 | 2872 | 2219 | 1249.56 | 1320.55 | 9994.56 | 7877.45 | 20442.12 | 45984.57 | 0.44454
2017-09-21 | 11:00 | N | 2.11 | 4.91 | 3.4 | 4.9 | 10:00 | 196 | 315 | 2872 | 2219 | 413.56 | 1546.65 | 9764.8 | 10873.1 | 22598.11 | 48293.06 | 0.46794
2017-09-21 | 12:00 | N | 0.67 | 7 | 7 | 7.5 | 11:00 | 226 | 326 | 2842 | 1635 | 151.42 | 2282 | 19894 | 12262.5 | 34589.92 | 51180.31 | 0.67584
2017-09-21 | 13:00 | N | 1 | 5.49 | 6.64 | 7.88 | 12:00 | 222 | 319 | 2842 | 1635 | 222 | 1751.31 | 18870.88 | 12883.8 | 33727.99 | 54160.44 | 0.62274
2017-09-21 | 14:00 | N | 1.44 | 7.29 | 8.79 | 11.46 | 13:00 | 195 | 299 | 2842 | 1635 | 280.8 | 2179.71 | 24981.18 | 18737.1 | 46178.79 | 56296.23 | 0.82028
2017-09-21 | 15:00 | N | 1.66 | 8.76 | 13.89 | 2.5 | 14:00 | 205 | 237 | 2842 | 1635 | 340.3 | 2076.12 | 39475.38 | 4087.5 | 45979.3 | 57867.76 | 0.79456
2017-09-21 | 16:00 | N | 2 | 13.78 | 20.21 | 2.5 | 15:00 | 212 | 213 | 2842 | 1380 | 424 | 2935.14 | 57436.82 | 3450 | 64245.96 | 59157 | 1.086
2017-09-21 | 17:00 | N | 2.11 | 12.34 | 17.14 | 2.5 | 16:00 | 191 | 237 | 2842 | 1380 | 403.01 | 2924.58 | 48711.88 | 3450 | 55489.47 | 59905.78 | 0.92628
2017-09-21 | 18:00 | N | 2.61 | 3.83 | 9.65 | 2.5 | 17:00 | 218 | 258 | 2842 | 1380 | 568.98 | 988.14 | 27425.3 | 3450 | 32432.42 | 60273.13 | 0.53809
2017-09-21 | 19:00 | N | 7.17 | 4.5 | 8.33 | 4.9 | 18:00 | 240 | 365 | 2842 | 1380 | 1720.8 | 1642.5 | 23673.86 | 6762 | 33799.16 | 59356.67 | 0.56942
2017-09-21 | 20:00 | N | 2.11 | 6.16 | 8 | 2.99 | 19:00 | 320 | 214 | 2842 | 1426 | 675.2 | 1318.24 | 22736 | 4263.74 | 28993.18 | 57183.19 | 0.50702
2017-09-21 | 21:00 | N | 8.11 | 3.47 | 5.2 | 2.99 | 20:00 | 322 | 178 | 2842 | 1426 | 2611.42 | 617.66 | 14778.4 | 4263.74 | 22271.22 | 55457.74 | 0.40159
2017-09-21 | 22:00 | N | 8.25 | 3.31 | 3.31 | 2.99 | 21:00 | 337 | 173 | 2842 | 1426 | 2780.25 | 572.63 | 9407.02 | 4263.74 | 17023.64 | 54536.97 | 0.31215
2017-09-21 | 23:00 | N | 20 | 5 | 3 | 0.5 | 22:00 | 394 | 194 | 2842 | 1426 | 7880 | 970 | 8526 | 713 | 18089 | 51808.1 | 0.34915
2017-09-21 | 24:00 | N | 19 | 5 | 2.58 | 0.5 | 23:00 | 389 | 265 | 2985 | 1111 | 7391 | 1325 | 7701.3 | 555.5 | 16972.8 | 47822.84 | 0.35491
2017-09-22 | 1:00 | N | 6.07 | 4 | 2.55 | 0.5 | 24:00 | 362 | 243 | 2985 | 1111 | 2197.34 | 972 | 7611.75 | 555.5 | 11336.59 | 44049.35 | 0.25736
2017-09-22 | 2:00 | N | 4.46 | 2.21 | 2.21 | 0.5 | 1:00 | 294 | 212 | 2985 | 1111 | 1311.24 | 468.52 | 6596.85 | 555.5 | 8932.11 | 41178.34 | 0.21691
2017-09-22 | 3:00 | N | 3.87 | 1.76 | 2.11 | 0.97 | 2:00 | 236 | 179 | 2985 | 1111 | 913.32 | 315.04 | 6298.35 | 1077.67 | 8604.38 | 39157 | 0.21974
2017-09-22 | 4:00 | N | 3.5 | 2.11 | 2.11 | 0.97 | 3:00 | 201 | 205 | 2985 | 1717 | 703.5 | 432.55 | 6298.35 | 1665.49 | 9099.89 | 37675.58 | 0.24153
2017-09-22 | 5:00 | N | 3.22 | 2.21 | 2.11 | 0.97 | 4:00 | 185 | 205 | 2985 | 1717 | 595.7 | 453.05 | 6298.35 | 1665.49 | 9012.59 | 36885.23 | 0.24434
2017-09-22 | 6:00 | N | 5 | 4 | 2.55 | 0.97 | 5:00 | 207 | 283 | 2985 | 1717 | 1035 | 1132 | 7611.75 | 1665.49 | 11444.24 | 36997.75 | 0.30932
2017-09-22 | 7:00 | N | 3.5 | 9.42 | 4.98 | 2.99 | 6:00 | 327 | 438 | 2985 | 1717 | 1144.5 | 4125.96 | 14865.3 | 5133.83 | 25269.59 | 38570.47 | 0.65515
2017-09-22 | 8:00 | N | 3.46 | 3.01 | 4.04 | 2.71 | 7:00 | 249 | 556 | 2872 | 2219 | 861.54 | 1673.56 | 11602.88 | 6013.49 | 20151.47 | 41625.21 | 0.48412
2017-09-22 | 9:00 | N | 6.64 | 7.06 | 7.11 | 2.99 | 8:00 | 256 | 306 | 2872 | 2219 | 1699.84 | 2160.36 | 20419.92 | 6634.81 | 30914.93 | 42657.76 | 0.72472
2017-09-22 | 10:00 | N | 6.09 | 3.93 | 3.93 | 2.99 | 9:00 | 156 | 343 | 2872 | 2219 | 950.04 | 1347.99 | 11286.96 | 6634.81 | 20219.8 | 43634.54 | 0.46339
2017-09-22 | 11:00 | N | 3.5 | 4.25 | 3.93 | 4 | 10:00 | 196 | 315 | 2872 | 2219 | 686 | 1338.75 | 11286.96 | 8876 | 22187.71 | 46217.85 | 0.48007
2017-09-22 | 12:00 | N | 1 | 6.82 | 7.03 | 7.88 | 11:00 | 226 | 326 | 2842 | 1635 | 226 | 2223.32 | 19979.26 | 12883.8 | 35312.38 | 49230.27 | 0.71729
2017-09-22 | 13:00 | N | 1 | 6.48 | 5.85 | 9.21 | 12:00 | 222 | 319 | 2842 | 1635 | 222 | 2067.12 | 16625.7 | 15058.35 | 33973.17 | 52071.54 | 0.65243
2017-09-22 | 14:00 | N | 0.85 | 7.04 | 8 | 12 | 13:00 | 195 | 299 | 2842 | 1635 | 165.75 | 2104.96 | 22736 | 19620 | 44626.71 | 54746.7 | 0.81515
2017-09-22 | 15:00 | N | 1.36 | 8 | 11.24 | 1.75 | 14:00 | 205 | 237 | 2842 | 1635 | 278.8 | 1896 | 31944.08 | 2861.25 | 36980.13 | 57532.53 | 0.64277
2017-09-22 | 16:00 | N | 1.71 | 13.09 | 18.02 | 2.33 | 15:00 | 212 | 213 | 2842 | 1380 | 362.52 | 2788.17 | 51212.84 | 3215.4 | 57578.93 | 59454.06 | 0.96846
2017-09-22 | 17:00 | N | 1.65 | 9.82 | 14.53 | 2.33 | 16:00 | 191 | 237 | 2842 | 1380 | 315.15 | 2327.34 | 41294.26 | 3215.4 | 47152.15 | 60627.13 | 0.77774
2017-09-22 | 18:00 | N | 2.11 | 3.86 | 7.68 | 2.4 | 17:00 | 218 | 258 | 2842 | 1380 | 459.98 | 995.88 | 21826.56 | 3312 | 26594.42 | 61070.07 | 0.43547
2017-09-22 | 19:00 | N | 4.24 | 2.57 | 5.32 | 4.61 | 18:00 | 240 | 365 | 2842 | 1380 | 1017.6 | 938.05 | 15119.44 | 6361.8 | 23436.89 | 60049.02 | 0.3903
2017-09-22 | 20:00 | N | 2.11 | 4.61 | 6.23 | 2.99 | 19:00 | 320 | 214 | 2842 | 1426 | 675.2 | 986.54 | 17705.66 | 4263.74 | 23631.14 | 57289.9 | 0.41248
2017-09-22 | 21:00 | N | 3.98 | 3.53 | 6.67 | 2.75 | 20:00 | 322 | 178 | 2842 | 1426 | 1281.56 | 628.34 | 18956.14 | 3921.5 | 24787.54 | 54501.92 | 0.4548
2017-09-22 | 22:00 | N | 17.44 | 4.8 | 5.21 | 1.85 | 21:00 | 337 | 173 | 2842 | 1426 | 5877.28 | 830.4 | 14806.82 | 2638.1 | 24152.6 | 52875.08 | 0.45679
2017-09-22 | 23:00 | N | 30 | 5 | 2.66 | 0.5 | 22:00 | 394 | 194 | 2842 | 1426 | 11820 | 970 | 7559.72 | 713 | 21062.72 | 50201.36 | 0.41956
2017-09-22 | 24:00 | N | 20 | 5 | 2.61 | 0.5 | 23:00 | 389 | 265 | 2985 | 1111 | 7780 | 1325 | 7790.85 | 555.5 | 17451.35 | 47180.76 | 0.36988
2017-09-23 | 1:00 | N | 3.5 | 3.86 | 3.95 | 0.5 | 24:00 | 362 | 243 | 2985 | 1111 | 1267 | 937.98 | 11790.75 | 555.5 | 14551.23 | 43963.16 | 0.33099
2017-09-23 | 2:00 | N | 3 | 2.2 | 5.95 | 0.5 | 1:00 | 294 | 212 | 2985 | 1111 | 882 | 466.4 | 17760.75 | 555.5 | 19664.65 | 41015.97 | 0.47944
2017-09-23 | 3:00 | N | 3 | 2.11 | 5.95 | 1 | 2:00 | 236 | 179 | 2985 | 1111 | 708 | 377.69 | 17760.75 | 1111 | 19957.44 | 38732.92 | 0.51526
2017-09-23 | 4:00 | N | 3 | 2.11 | 3.95 | 1 | 3:00 | 201 | 205 | 2985 | 1717 | 603 | 432.55 | 11790.75 | 1717 | 14543.3 | 37100.18 | 0.392
2017-09-23 | 5:00 | N | 3 | 2.2 | 4.25 | 1 | 4:00 | 185 | 205 | 2985 | 1717 | 555 | 451 | 12686.25 | 1717 | 15409.25 | 35895.02 | 0.42929
2017-09-23 | 6:00 | N | 3.46 | 4 | 5.95 | 1 | 5:00 | 207 | 283 | 2985 | 1717 | 716.22 | 1132 | 17760.75 | 1717 | 21325.97 | 35293.35 | 0.60425
2017-09-23 | 7:00 | N | 3.98 | 12.5 | 7.11 | 2.99 | 6:00 | 327 | 438 | 2985 | 1717 | 1301.46 | 5475 | 21223.35 | 5133.83 | 33133.64 | 35396.26 | 0.93608
2017-09-23 | 8:00 | N | 3.98 | 3 | 7 | 2.7 | 7:00 | 249 | 556 | 2872 | 2219 | 991.02 | 1668 | 20104 | 5991.3 | 28754.32 | 36175.14 | 0.79486
2017-09-23 | 9:00 | N | 6.24 | 7 | 7 | 2.99 | 8:00 | 256 | 306 | 2872 | 2219 | 1597.44 | 2142 | 20104 | 6634.81 | 30478.25 | 36813.79 | 0.8279
2017-09-23 | 10:00 | N | 5.69 | 4.8 | 5 | 2.99 | 9:00 | 156 | 343 | 2872 | 2219 | 887.64 | 1646.4 | 14360 | 6634.81 | 23528.85 | 39076.38 | 0.60212
2017-09-23 | 11:00 | N | 3.98 | 5.19 | 5.39 | 4.89 | 10:00 | 196 | 315 | 2872 | 2219 | 780.08 | 1634.85 | 15480.08 | 10850.91 | 28745.92 | 42748.9 | 0.67244
2017-09-23 | 12:00 | N | 2.11 | 6.8 | 7 | 6.79 | 11:00 | 226 | 326 | 2842 | 1635 | 476.86 | 2216.8 | 19894 | 11101.65 | 33689.31 | 46518.94 | 0.72421
2017-09-23 | 13:00 | N | 1.18 | 6.76 | 8.13 | 8.13 | 12:00 | 222 | 319 | 2842 | 1635 | 261.96 | 2156.44 | 23105.46 | 13292.55 | 38816.41 | 50033.24 | 0.77581
2017-09-23 | 14:00 | N | 0.66 | 6.87 | 8.87 | 9.14 | 13:00 | 195 | 299 | 2842 | 1635 | 128.7 | 2054.13 | 25208.54 | 14943.9 | 42335.27 | 53031.94 | 0.7983
2017-09-23 | 15:00 | N | 1.24 | 9.1 | 14.09 | 1.3 | 14:00 | 205 | 237 | 2842 | 1635 | 254.2 | 2156.7 | 40043.78 | 2125.5 | 44580.18 | 55452.46 | 0.80394
2017-09-23 | 16:00 | N | 1.39 | 15 | 18.19 | 0.99 | 15:00 | 212 | 213 | 2842 | 1380 | 294.68 | 3195 | 51695.98 | 1366.2 | 56551.86 | 57199.54 | 0.98868
2017-09-23 | 17:00 | N | 1.21 | 15.31 | 19.56 | 0.99 | 16:00 | 191 | 237 | 2842 | 1380 | 231.11 | 3628.47 | 55589.52 | 1366.2 | 60815.3 | 58244.46 | 1.0441
2017-09-23 | 18:00 | N | 2.11 | 7.42 | 12.05 | 0.99 | 17:00 | 218 | 258 | 2842 | 1380 | 459.98 | 1914.36 | 34246.1 | 1366.2 | 37986.64 | 58455.78 | 0.64984
2017-09-23 | 19:00 | N | 4 | 3.48 | 6.71 | 4.5 | 18:00 | 240 | 365 | 2842 | 1380 | 960 | 1270.2 | 19069.82 | 6210 | 27510.02 | 57642.91 | 0.47725
2017-09-23 | 20:00 | N | 2.11 | 3.58 | 4.95 | 2.75 | 19:00 | 320 | 214 | 2842 | 1426 | 675.2 | 766.12 | 14067.9 | 3921.5 | 19430.72 | 55352.37 | 0.35104
2017-09-23 | 21:00 | N | 4 | 3.11 | 5.72 | 2.75 | 20:00 | 322 | 178 | 2842 | 1426 | 1288 | 553.58 | 16256.24 | 3921.5 | 22019.32 | 53184.97 | 0.41401
2017-09-23 | 22:00 | N | 17.01 | 5 | 4.97 | 1.91 | 21:00 | 337 | 173 | 2842 | 1426 | 5732.37 | 865 | 14124.74 | 2723.66 | 23445.77 | 51549.62 | 0.45482
2017-09-23 | 23:00 | N | 20 | 8 | 6 | 0.5 | 22:00 | 394 | 194 | 2842 | 1426 | 7880 | 1552 | 17052 | 713 | 27197 | 49074.9 | 0.55419
2017-09-23 | 24:00 | N | 20 | 8.73 | 7.04 | 0.5 | 23:00 | 389 | 265 | 2985 | 1111 | 7780 | 2313.45 | 21014.4 | 555.5 | 31663.35 | 46238.6 | 0.68478
2017-09-24 | 1:00 | N | 4.85 | 7.71 | 3.75 | 0.5 | 24:00 | 362 | 243 | 2985 | 1111 | 1755.7 | 1873.53 | 11193.75 | 555.5 | 15378.48 | 43202.21 | 0.35597
2017-09-24 | 2:00 | N | 3.01 | 2.2 | 3.75 | 0.5 | 1:00 | 294 | 212 | 2985 | 1111 | 884.94 | 466.4 | 11193.75 | 555.5 | 13100.59 | 40481.59 | 0.32362
2017-09-24 | 3:00 | N | 2.11 | 2.2 | 3.75 | 0.99 | 2:00 | 236 | 179 | 2985 | 1111 | 497.96 | 393.8 | 11193.75 | 1099.89 | 13185.4 | 38356.15 | 0.34376
2017-09-24 | 4:00 | N | 2 | 2.11 | 3.73 | 0.99 | 3:00 | 201 | 205 | 2985 | 1717 | 402 | 432.55 | 11134.05 | 1699.83 | 13668.43 | 36735.17 | 0.37208
2017-09-24 | 5:00 | N | 2 | 2.2 | 3.75 | 0.99 | 4:00 | 185 | 205 | 2985 | 1717 | 370 | 451 | 11193.75 | 1699.83 | 13714.58 | 35582.82 | 0.38543
2017-09-24 | 6:00 | N | 3.72 | 9.11 | 3.75 | 0.99 | 5:00 | 207 | 283 | 2985 | 1717 | 770.04 | 2578.13 | 11193.75 | 1699.83 | 16241.75 | 34854.8 | 0.46598
2017-09-24 | 7:00 | N | 3.98 | 62.1 | 3.2 | 2.99 | 6:00 | 327 | 438 | 2985 | 1717 | 1301.46 | 27199.8 | 9552 | 5133.83 | 43187.09 | 34529.14 | 1.2507
2017-09-24 | 8:00 | N | 4.5 | 2.61 | 2.75 | 2.6 | 7:00 | 249 | 556 | 2872 | 2219 | 1120.5 | 1451.16 | 7898 | 5769.4 | 16239.06 | 34837.65 | 0.46614
2017-09-24 | 9:00 | N | 8.61 | 8.84 | 3.26 | 2.99 | 8:00 | 256 | 306 | 2872 | 2219 | 2204.16 | 2705.04 | 9362.72 | 6634.81 | 20906.73 | 35071.13 | 0.59612
2017-09-24 | 10:00 | N | 8.7 | 9.07 | 3.75 | 2.99 | 9:00 | 156 | 343 | 2872 | 2219 | 1357.2 | 3111.01 | 10770 | 6634.81 | 21873.02 | 37258.61 | 0.58706
2017-09-24 | 11:00 | N | 4.63 | 5 | 5 | 4.79 | 10:00 | 196 | 315 | 2872 | 2219 | 907.48 | 1575 | 14360 | 10629.01 | 27471.49 | 40845.08 | 0.67258
2017-09-24 | 12:00 | N | 2 | 6.43 | 5.01 | 7.27 | 11:00 | 226 | 326 | 2842 | 1635 | 452 | 2096.18 | 14238.42 | 11886.45 | 28673.05 | 44486.19 | 0.64454
2017-09-24 | 13:00 | N | 1 | 5.61 | 5.61 | 7.6 | 12:00 | 222 | 319 | 2842 | 1635 | 222 | 1789.59 | 15943.62 | 12426 | 30381.21 | 47825.63 | 0.63525
2017-09-24 | 14:00 | N | 0.87 | 6.14 | 8 | 3.5 | 13:00 | 195 | 299 | 2842 | 1635 | 169.65 | 1835.86 | 22736 | 5722.5 | 30464.01 | 50842.82 | 0.59918
2017-09-24 | 15:00 | N | 1.49 | 10.1 | 13.76 | 1 | 14:00 | 205 | 237 | 2842 | 1635 | 305.45 | 2393.7 | 39105.92 | 1635 | 43440.07 | 53407.91 | 0.81336
2017-09-24 | 16:00 | N | 1.73 | 18.65 | 23 | 2.99 | 15:00 | 212 | 213 | 2842 | 1380 | 366.76 | 3972.45 | 65366 | 4126.2 | 73831.41 | 55509.16 | 1.3301
2017-09-24 | 17:00 | N | 1.77 | 15 | 19 | 1 | 16:00 | 191 | 237 | 2842 | 1380 | 338.07 | 3555 | 53998 | 1380 | 59271.07 | 56659.19 | 1.0461
2017-09-24 | 18:00 | N | 2.61 | 4.67 | 10.42 | 1 | 17:00 | 218 | 258 | 2842 | 1380 | 568.98 | 1204.86 | 29613.64 | 1380 | 32767.48 | 57158.13 | 0.57328
2017-09-24 | 19:00 | N | 3.03 | 4.9 | 8 | 1 | 18:00 | 240 | 365 | 2842 | 1380 | 727.2 | 1788.5 | 22736 | 1380 | 26631.7 | 56646.99 | 0.47013
2017-09-24 | 20:00 | N | 1 | 4.22 | 6.22 | 1 | 19:00 | 320 | 214 | 2842 | 1426 | 320 | 903.08 | 17677.24 | 1426 | 20326.32 | 54918.81 | 0.37012
2017-09-24 | 21:00 | N | 4.5 | 2.85 | 4.42 | 2.85 | 20:00 | 322 | 178 | 2842 | 1426 | 1449 | 507.3 | 12561.64 | 4064.1 | 18582.04 | 53531.71 | 0.34712
2017-09-24 | 22:00 | N | 11.68 | 4.41 | 4.61 | 2.99 | 21:00 | 337 | 173 | 2842 | 1426 | 3936.16 | 762.93 | 13101.62 | 4263.74 | 22064.45 | 52341.38 | 0.42155
2017-09-24 | 23:00 | N | 15 | 8.11 | 3.75 | 0.61 | 22:00 | 394 | 194 | 2842 | 1426 | 5910 | 1573.34 | 10657.5 | 869.86 | 19010.7 | 49650.52 | 0.38289
2017-09-24 | 24:00 | N | 15 | 8.61 | 3.75 | 0.61 | 23:00 | 389 | 265 | 2985 | 1111 | 5835 | 2281.65 | 11193.75 | 677.71 | 19988.11 | 46091.41 | 0.43366
2017-09-25 | 1:00 | N | 3.5 | 3.95 | 3.95 | 0.5 | 24:00 | 362 | 243 | 2985 | 1111 | 1267 | 959.85 | 11790.75 | 555.5 | 14573.1 | 42287.87 | 0.34462
2017-09-25 | 2:00 | N | 2.61 | 2.21 | 5.49 | 0.5 | 1:00 | 294 | 212 | 2985 | 1111 | 767.34 | 468.52 | 16387.65 | 555.5 | 18179.01 | 39407.31 | 0.46131
2017-09-25 | 3:00 | N | 2.11 | 2.1 | 5.95 | 0.99 | 2:00 | 236 | 179 | 2985 | 1111 | 497.96 | 375.9 | 17760.75 | 1099.89 | 19734.5 | 37419.43 | 0.52739
2017-09-25 | 4:00 | N | 2 | 2 | 3.95 | 0.99 | 3:00 | 201 | 205 | 2985 | 1717 | 402 | 410 | 11790.75 | 1699.83 | 14302.58 | 36072.15 | 0.3965
2017-09-25 | 5:00 | N | 2 | 2.21 | 3.95 | 0.99 | 4:00 | 185 | 205 | 2985 | 1717 | 370 | 453.05 | 11790.75 | 1699.83 | 14313.63 | 35462.03 | 0.40363
2017-09-25 | 6:00 | N | 2.87 | 8.11 | 3.95 | 0.99 | 5:00 | 207 | 283 | 2985 | 1717 | 594.09 | 2295.13 | 11790.75 | 1699.83 | 16379.8 | 35695.92 | 0.45887
2017-09-25 | 7:00 | N | 3.11 | 25 | 6.02 | 4.82 | 6:00 | 327 | 438 | 2985 | 1717 | 1016.97 | 10950 | 17969.7 | 8275.94 | 38212.61 | 37504.56 | 1.0189
2017-09-25 | 8:00 | N | 3.11 | 3.37 | 5 | 2 | 7:00 | 249 | 556 | 2872 | 2219 | 774.39 | 1873.72 | 14360 | 4438 | 21446.11 | 40548.46 | 0.5289
2017-09-25 | 9:00 | N | 5.5 | 9.11 | 7 | 2 | 8:00 | 256 | 306 | 2872 | 2219 | 1408 | 2787.66 | 20104 | 4438 | 28737.66 | 41391.6 | 0.69429
2017-09-25 | 10:00 | N | 5.95 | 7.28 | 7 | 2 | 9:00 | 156 | 343 | 2872 | 2219 | 928.2 | 2497.04 | 20104 | 4438 | 27967.24 | 42411.46 | 0.65943
2017-09-25 | 11:00 | N | 3.5 | 5.93 | 6.11 | 2.99 | 10:00 | 196 | 315 | 2872 | 2219 | 686 | 1867.95 | 17547.92 | 6634.81 | 26736.68 | 45023.54 | 0.59384
2017-09-25 | 12:00 | N | 2 | 4.82 | 5.04 | 4.82 | 11:00 | 226 | 326 | 2842 | 1635 | 452 | 1571.32 | 14323.68 | 7880.7 | 24227.7 | 48070.71 | 0.504
2017-09-25 | 13:00 | N | 2 | 7.14 | 7.39 | 7.14 | 12:00 | 222 | 319 | 2842 | 1635 | 444 | 2277.66 | 21002.38 | 11673.9 | 35397.94 | 50996.16 | 0.69413
2017-09-25 | 14:00 | N | 1 | 7.32 | 10.71 | 3.5 | 13:00 | 195 | 299 | 2842 | 1635 | 195 | 2188.68 | 30437.82 | 5722.5 | 38544 | 53454.41 | 0.72106
2017-09-25 | 15:00 | N | 1.34 | 8.81 | 15 | 0.99 | 14:00 | 205 | 237 | 2842 | 1635 | 274.7 | 2087.97 | 42630 | 1618.65 | 46611.32 | 55755.35 | 0.836
2017-09-25 | 16:00 | N | 2.11 | 15.27 | 21.17 | 1.47 | 15:00 | 212 | 213 | 2842 | 1380 | 447.32 | 3252.51 | 60165.14 | 2028.6 | 65893.57 | 57220.74 | 1.1516
2017-09-25 | 17:00 | N | 2.11 | 13.76 | 21.05 | 1.38 | 16:00 | 191 | 237 | 2842 | 1380 | 403.01 | 3261.12 | 59824.1 | 1904.4 | 65392.63 | 58064.97 | 1.1262
2017-09-25 | 18:00 | N | 3.5 | 7.31 | 12.21 | 1.12 | 17:00 | 218 | 258 | 2842 | 1380 | 763 | 1885.98 | 34700.82 | 1545.6 | 38895.4 | 58087.7 | 0.6696
2017-09-25 | 19:00 | N | 4 | 5.48 | 11.23 | 2.99 | 18:00 | 240 | 365 | 2842 | 1380 | 960 | 2000.2 | 31915.66 | 4126.2 | 39002.06 | 56894.11 | 0.68552
2017-09-25 | 20:00 | N | 2.11 | 5.65 | 9.88 | 2.75 | 19:00 | 320 | 214 | 2842 | 1426 | 675.2 | 1209.1 | 28078.96 | 3921.5 | 33884.76 | 54967.48 | 0.61645
2017-09-25 | 21:00 | N | 8.61 | 5.28 | 9.71 | 2.99 | 20:00 | 322 | 178 | 2842 | 1426 | 2772.42 | 939.84 | 27595.82 | 4263.74 | 35571.82 | 53958.34 | 0.65925
2017-09-25 | 22:00 | N | 8.25 | 3.11 | 3.68 | 2.99 | 21:00 | 337 | 173 | 2842 | 1426 | 2780.25 | 538.03 | 10458.56 | 4263.74 | 18040.58 | 52769.52 | 0.34188
2017-09-25 | 23:00 | N | 15 | 5 | 5 | 0.61 | 22:00 | 394 | 194 | 2842 | 1426 | 5910 | 970 | 14210 | 869.86 | 21959.86 | 50087.01 | 0.43843
2017-09-25 | 24:00 | N | 15 | 8.61 | 5 | 0.61 | 23:00 | 389 | 265 | 2985 | 1111 | 5835 | 2281.65 | 14925 | 677.71 | 23719.36 | 46431.44 | 0.51085
2017-09-26 | 1:00 | N | 2.61 | 2.7 | 1.95 | 0.76 | 24:00 | 362 | 243 | 2985 | 1111 | 944.82 | 656.1 | 5820.75 | 844.36 | 8266.03 | 42890.56 | 0.19272
2017-09-26 | 2:00 | N | 2 | 1.95 | 1.95 | 0.75 | 1:00 | 294 | 212 | 2985 | 1111 | 588 | 413.4 | 5820.75 | 833.25 | 7655.4 | 39821 | 0.19225
2017-09-26 | 3:00 | N | 2 | 1.95 | 1.95 | 1.97 | 2:00 | 236 | 179 | 2985 | 1111 | 472 | 349.05 | 5820.75 | 2188.67 | 8830.47 | 37898.18 | 0.23301
2017-09-26 | 4:00 | N | 2 | 1.95 | 1.95 | 1.94 | 3:00 | 201 | 205 | 2985 | 1717 | 402 | 399.75 | 5820.75 | 3330.98 | 9953.48 | 36645.2 | 0.27162
2017-09-26 | 5:00 | N | 2 | 2.11 | 2 | 2 | 4:00 | 185 | 205 | 2985 | 1717 | 370 | 432.55 | 5970 | 3434 | 10206.55 | 35866.12 | 0.28457
2017-09-26 | 6:00 | N | 2.11 | 5.98 | 2.11 | 2.83 | 5:00 | 207 | 283 | 2985 | 1717 | 436.77 | 1692.34 | 6298.35 | 4859.11 | 13286.57 | 35972.46 | 0.36935
2017-09-26 | 7:00 | N | 3.11 | 25 | 4.27 | 4.59 | 6:00 | 327 | 438 | 2985 | 1717 | 1016.97 | 10950 | 12745.95 | 7881.03 | 32593.95 | 37745.63 | 0.86352
2017-09-26 | 8:00 | N | 3.46 | 4.07 | 4.74 | 4.53 | 7:00 | 249 | 556 | 2872 | 2219 | 861.54 | 2262.92 | 13613.28 | 10052.07 | 26789.81 | 40903.01 | 0.65496
2017-09-26 | 9:00 | N | 5.1 | 8.46 | 8.11 | 4.91 | 8:00 | 256 | 306 | 2872 | 2219 | 1305.6 | 2588.76 | 23291.92 | 10895.29 | 38081.57 | 41799.53 | 0.91105
2017-09-26 | 10:00 | N | 4.74 | 6.8 | 7 | 6.52 | 9:00 | 156 | 343 | 2872 | 2219 | 739.44 | 2332.4 | 20104 | 14467.88 | 37643.72 | 42574.29 | 0.88419
2017-09-26 | 11:00 | N | 3.5 | 7.23 | 7 | 7.23 | 10:00 | 196 | 315 | 2872 | 2219 | 686 | 2277.45 | 20104 | 16043.37 | 39110.82 | 44837.17 | 0.87229
2017-09-26 | 12:00 | N | 2.11 | 6.02 | 6.84 | 10.53 | 11:00 | 226 | 326 | 2842 | 1635 | 476.86 | 1962.52 | 19439.28 | 17216.55 | 39095.21 | 47231.14 | 0.82774
2017-09-26 | 13:00 | N | 2.61 | 4.45 | 5 | 8.5 | 12:00 | 222 | 319 | 2842 | 1635 | 579.42 | 1419.55 | 14210 | 13897.5 | 30106.47 | 49690.46 | 0.60588
2017-09-26 | 14:00 | N | 2 | 8.67 | 11.09 | 13.96 | 13:00 | 195 | 299 | 2842 | 1635 | 390 | 2592.33 | 31517.78 | 22824.6 | 57324.71 | 51617.73 | 1.1106
2017-09-26 | 15:00 | N | 2.11 | 10.65 | 15.85 | 3.99 | 14:00 | 205 | 237 | 2842 | 1635 | 432.55 | 2524.05 | 45045.7 | 6523.65 | 54525.95 | 53323.91 | 1.0225
2017-09-26 | 16:00 | N | 2.11 | 15 | 21.4 | 4.61 | 15:00 | 212 | 213 | 2842 | 1380 | 447.32 | 3195 | 60818.8 | 6361.8 | 70822.92 | 54456.7 | 1.3005
2017-09-26 | 17:00 | N | 2.61 | 12.09 | 16.83 | 3.39 | 16:00 | 191 | 237 | 2842 | 1380 | 498.51 | 2865.33 | 47830.86 | 4678.2 | 55872.9 | 54767.44 | 1.0202
2017-09-26 | 18:00 | N | 4.8 | 5.12 | 9.7 | 1 | 17:00 | 218 | 258 | 2842 | 1380 | 1046.4 | 1320.96 | 27567.4 | 1380 | 31314.76 | 54448.88 | 0.57512
2017-09-26 | 19:00 | N | 8.11 | 4.71 | 8 | 4.61 | 18:00 | 240 | 365 | 2842 | 1380 | 1946.4 | 1719.15 | 22736 | 6361.8 | 32763.35 | 53384.41 | 0.61373
2017-09-26 | 20:00 | N | 4.8 | 4.44 | 6.53 | 2.99 | 19:00 | 320 | 214 | 2842 | 1426 | 1536 | 950.16 | 18558.26 | 4263.74 | 25308.16 | 51837.09 | 0.48822
2017-09-26 | 21:00 | N | 8.61 | 4.62 | 7.1 | 2.75 | 20:00 | 322 | 178 | 2842 | 1426 | 2772.42 | 822.36 | 20178.2 | 3921.5 | 27694.48 | 51497.48 | 0.53778
2017-09-26 | 22:00 | N | 8.61 | 4.58 | 4.94 | 2.75 | 21:00 | 337 | 173 | 2842 | 1426 | 2901.57 | 792.34 | 14039.48 | 3921.5 | 21654.89 | 50661.96 | 0.42744
2017-09-26 | 23:00 | N | 15 | 8.3 | 4.37 | 0.5 | 22:00 | 394 | 194 | 2842 | 1426 | 5910 | 1610.2 | 12419.54 | 713 | 20652.74 | 48178.71 | 0.42867
2017-09-26 | 24:00 | N | 15 | 8.13 | 4.91 | 0.5 | 23:00 | 389 | 265 | 2985 | 1111 | 5835 | 2154.45 | 14656.35 | 555.5 | 23201.3 | 44821.27 | 0.51764
2017-09-27 | 1:00 | N | 2.61 | 3.11 | 3.11 | 0.5 | 24:00 | 362 | 243 | 2985 | 1111 | 944.82 | 755.73 | 9283.35 | 555.5 | 11539.4 | 41273.68 | 0.27958
2017-09-27 | 2:00 | N | 2 | 2.01 | 2.01 | 0.5 | 1:00 | 294 | 212 | 2985 | 1111 | 588 | 426.12 | 5999.85 | 555.5 | 7569.47 | 38567.53 | 0.19627
2017-09-27 | 3:00 | N | 2 | 1.81 | 2.01 | 0.97 | 2:00 | 236 | 179 | 2985 | 1111 | 472 | 323.99 | 5999.85 | 1077.67 | 7873.51 | 36851.3 | 0.21366
2017-09-27 | 4:00 | N | 2 | 1.76 | 1.96 | 0.97 | 3:00 | 201 | 205 | 2985 | 1717 | 402 | 360.8 | 5850.6 | 1665.49 | 8278.89 | 35738.58 | 0.23165
2017-09-27 | 5:00 | N | 2 | 2.01 | 2.01 | 0.97 | 4:00 | 185 | 205 | 2985 | 1717 | 370 | 412.05 | 5999.85 | 1665.49 | 8447.39 | 35145.05 | 0.24036
2017-09-27 | 6:00 | N | 2.11 | 7.9 | 3.2 | 0.97 | 5:00 | 207 | 283 | 2985 | 1717 | 436.77 | 2235.7 | 9552 | 1665.49 | 13889.96 | 35461.54 | 0.39169
2017-09-27 | 7:00 | N | 2.61 | 25 | 5.95 | 2 | 6:00 | 327 | 438 | 2985 | 1717 | 853.47 | 10950 | 17760.75 | 3434 | 32998.22 | 37296.44 | 0.88476
2017-09-27 | 8:00 | N | 3.01 | 4.93 | 7 | 2.17 | 7:00 | 249 | 556 | 2872 | 2219 | 749.49 | 2741.08 | 20104 | 4815.23 | 28409.8 | 40581.27 | 0.70007
2017-09-27 | 9:00 | N | 4.44 | 8.7 | 7 | 2.07 | 8:00 | 256 | 306 | 2872 | 2219 | 1136.64 | 2662.2 | 20104 | 4593.33 | 28496.17 | 41510.02 | 0.68649
2017-09-27 | 10:00 | N | 4.91 | 6.9 | 7 | 2.48 | 9:00 | 156 | 343 | 2872 | 2219 | 765.96 | 2366.7 | 20104 | 5503.12 | 28739.78 | 42030.44 | 0.68378
2017-09-27 | 11:00 | N | 3.46 | 5.58 | 5.58 | 3.35 | 10:00 | 196 | 315 | 2872 | 2219 | 678.16 | 1757.7 | 16025.76 | 7433.65 | 25895.27 | 43658.7 | 0.59313
2017-09-27 | 12:00 | N | 0.13 | 4.94 | 5 | 4.94 | 11:00 | 226 | 326 | 2842 | 1635 | 29.38 | 1610.44 | 14210 | 8076.9 | 23926.72 | 45953.27 | 0.52068
2017-09-27 | 13:00 | N | 0.55 | 6.7 | 6.95 | 6.68 | 12:00 | 222 | 319 | 2842 | 1635 | 122.1 | 2137.3 | 19751.9 | 10921.8 | 32933.1 | 48720.37 | 0.67596
2017-09-27 | 14:00 | N | 0.89 | 10.15 | 11.88 | 10.15 | 13:00 | 195 | 299 | 2842 | 1635 | 173.55 | 3034.85 | 33762.96 | 16595.25 | 53566.61 | 51363.99 | 1.0429
2017-09-27 | 15:00 | N | 1 | 8.35 | 17.94 | 2 | 14:00 | 205 | 237 | 2842 | 1635 | 205 | 1978.95 | 50985.48 | 3270 | 56439.43 | 53308.3 | 1.0587
2017-09-27 | 16:00 | N | 2 | 11.25 | 18.1 | 2 | 15:00 | 212 | 213 | 2842 | 1380 | 424 | 2396.25 | 51440.2 | 2760 | 57020.45 | 54409.72 | 1.048
2017-09-27 | 17:00 | N | 1 | 7.43 | 14 | 1 | 16:00 | 191 | 237 | 2842 | 1380 | 191 | 1760.91 | 39788 | 1380 | 43119.91 | 54771.52 | 0.78727
2017-09-27 | 18:00 | N | 2.11 | 4.39 | 9 | 1 | 17:00 | 218 | 258 | 2842 | 1380 | 459.98 | 1132.62 | 25578 | 1380 | 28550.6 | 54383.99 | 0.52498
2017-09-27 | 19:00 | N | 2.61 | 4.46 | 7.09 | 1 | 18:00 | 240 | 365 | 2842 | 1380 | 626.4 | 1627.9 | 20149.78 | 1380 | 23784.08 | 53008.75 | 0.44868
2017-09-27 | 20:00 | N | 1.5 | 3.1 | 6 | 2.75 | 19:00 | 320 | 214 | 2842 | 1426 | 480 | 663.4 | 17052 | 3921.5 | 22116.9 | 51220.71 | 0.4318
2017-09-27 | 21:00 | N | 3.93 | 3.04 | 6 | 2.75 | 20:00 | 322 | 178 | 2842 | 1426 | 1265.46 | 541.12 | 17052 | 3921.5 | 22780.08 | 50616.33 | 0.45005
2017-09-27 | 22:00 | N | 6.29 | 4.02 | 5.31 | 2 | 21:00 | 337 | 173 | 2842 | 1426 | 2119.73 | 695.46 | 15091.02 | 2852 | 20758.21 | 49522.24 | 0.41917
2017-09-27 | 23:00 | N | 12 | 10.1 | 6.1 | 0.5 | 22:00 | 394 | 194 | 2842 | 1426 | 4728 | 1959.4 | 17336.2 | 713 | 24736.6 | 47142.75 | 0.52472
2017-09-27 | 24:00 | N | 12 | 9 | 5.9 | 0.5 | 23:00 | 389 | 265 | 2985 | 1111 | 4668 | 2385 | 17611.5 | 555.5 | 25220 | 43668.9 | 0.57753
2017-09-28 | 1:00 | N | 2.61 | 3.11 | 3.26 | 0.5 | 24:00 | 362 | 243 | 2985 | 1111 | 944.82 | 755.73 | 9731.1 | 555.5 | 11987.15 | 40239.77 | 0.29789
2017-09-28 | 2:00 | N | 2.5 | 2.2 | 2.4 | 0.5 | 1:00 | 294 | 212 | 2985 | 1111 | 735 | 466.4 | 7164 | 555.5 | 8920.9 | 37545.69 | 0.2376
2017-09-28 | 3:00 | N | 2.5 | 1.91 | 2.11 | 0.97 | 2:00 | 236 | 179 | 2985 | 1111 | 590 | 341.89 | 6298.35 | 1077.67 | 8307.91 | 35836.59 | 0.23183
2017-09-28 | 4:00 | N | 2.5 | 1.8 | 2 | 0.97 | 3:00 | 201 | 205 | 2985 | 1717 | 502.5 | 369 | 5970 | 1665.49 | 8506.99 | 34628.79 | 0.24566
2017-09-28 | 5:00 | N | 2.5 | 2.11 | 2.11 | 0.97 | 4:00 | 185 | 205 | 2985 | 1717 | 462.5 | 432.55 | 6298.35 | 1665.49 | 8858.89 | 34062.66 | 0.26008
2017-09-28 | 6:00 | N | 2.61 | 7.55 | 3.01 | 0.97 | 5:00 | 207 | 283 | 2985 | 1717 | 540.27 | 2136.65 | 8984.85 | 1665.49 | 13327.26 | 34278.84 | 0.38879
2017-09-28 | 7:00 | N | 3.5 | 24.17 | 7.61 | 4.9 | 6:00 | 327 | 438 | 2985 | 1717 | 1144.5 | 10586.46 | 22715.85 | 8413.3 | 42860.11 | 36009.44 | 1.1902
2017-09-28 | 8:00 | N | 3.5 | 7.91 | 8.11 | 4.9 | 7:00 | 249 | 556 | 2872 | 2219 | 871.5 | 4397.96 | 23291.92 | 10873.1 | 39434.48 | 39222.75 | 1.0054
2017-09-28 | 9:00 | N | 4 | 8.66 | 8.06 | 2.99 | 8:00 | 256 | 306 | 2872 | 2219 | 1024 | 2649.96 | 23148.32 | 6634.81 | 33457.09 | 40256.39 | 0.8311
2017-09-28 | 10:00 | N | 3.11 | 7.66 | 7.61 | 2.99 | 9:00 | 156 | 343 | 2872 | 2219 | 485.16 | 2627.38 | 21855.92 | 6634.81 | 31603.27 | 40457.63 | 0.78114
2017-09-28 | 11:00 | N | 2 | 5.12 | 5 | 2.99 | 10:00 | 196 | 315 | 2872 | 2219 | 392 | 1612.8 | 14360 | 6634.81 | 22999.61 | 41688.54 | 0.5517
2017-09-28 | 12:00 | N | 0.08 | 5.05 | 5 | 5 | 11:00 | 226 | 326 | 2842 | 1635 | 18.08 | 1646.3 | 14210 | 8175 | 24049.38 | 43319.14 | 0.55517
2017-09-28 | 13:00 | N | 0.5 | 4.76 | 5 | 5.46 | 12:00 | 222 | 319 | 2842 | 1635 | 111 | 1518.44 | 14210 | 8927.1 | 24766.54 | 45063.86 | 0.54959
2017-09-28 | 14:00 | N | 1 | 8.25 | 9 | 9 | 13:00 | 195 | 299 | 2842 | 1635 | 195 | 2466.75 | 25578 | 14715 | 42954.75 | 46665.71 | 0.92048
2017-09-28 | 15:00 | N | 1 | 8.89 | 12.21 | 2 | 14:00 | 205 | 237 | 2842 | 1635 | 205 | 2106.93 | 34700.82 | 3270 | 40282.75 | 48180.24 | 0.83608
2017-09-28 | 16:00 | N | 1.68 | 11.17 | 13.86 | 2 | 15:00 | 212 | 213 | 2842 | 1380 | 356.16 | 2379.21 | 39390.12 | 2760 | 44885.49 | 49196.28 | 0.91238
2017-09-28 | 17:00 | N | 1.16 | 6.95 | 9 | 2 | 16:00 | 191 | 237 | 2842 | 1380 | 221.56 | 1647.15 | 25578 | 2760 | 30206.71 | 49404.02 | 0.61142
2017-09-28 | 18:00 | N | 2.11 | 2.93 | 6.41 | 1.31 | 17:00 | 218 | 258 | 2842 | 1380 | 459.98 | 755.94 | 18217.22 | 1807.8 | 21240.94 | 49279.15 | 0.43103
2017-09-28 | 19:00 | N | 3.5 | 4.33 | 7.86 | 2.99 | 18:00 | 240 | 365 | 2842 | 1380 | 840 | 1580.45 | 22338.12 | 4126.2 | 28884.77 | 48341.75 | 0.59751
2017-09-28 | 20:00 | N | 1.5 | 3.09 | 7.21 | 1.48 | 19:00 | 320 | 214 | 2842 | 1426 | 480 | 661.26 | 20490.82 | 2110.48 | 23742.56 | 47040.46 | 0.50473
2017-09-28 | 21:00 | N | 3.5 | 2.5 | 6.48 | 1.32 | 20:00 | 322 | 178 | 2842 | 1426 | 1127 | 445 | 18416.16 | 1882.32 | 21870.48 | 46972.94 | 0.4656
2017-09-28 | 22:00 | N | 5.44 | 5.75 | 5.83 | 1.06 | 21:00 | 337 | 173 | 2842 | 1426 | 1833.28 | 994.75 | 16568.86 | 1511.56 | 20908.45 | 46330.69 | 0.45129
2017-09-28 | 23:00 | N | 15 | 10.62 | 8 | 0.5 | 22:00 | 394 | 194 | 2842 | 1426 | 5910 | 2060.28 | 22736 | 713 | 31419.28 | 44336.56 | 0.70865
2017-09-28 | 24:00 | N | 15 | 10.33 | 8 | 0.5 | 23:00 | 389 | 265 | 2985 | 1111 | 5835 | 2737.45 | 23880 | 555.5 | 33007.95 | 41431.05 | 0.7967
2017-09-29 | 1:00 | N | 6 | 3.31 | 3.51 | 0.5 | 24:00 | 362 | 243 | 2985 | 1111 | 2172 | 804.33 | 10477.35 | 555.5 | 14009.18 | 38335.76 | 0.36543
2017-09-29 | 2:00 | N | 3.98 | 2.11 | 2.31 | 0.5 | 1:00 | 294 | 212 | 2985 | 1111 | 1170.12 | 447.32 | 6895.35 | 555.5 | 9068.29 | 35856.57 | 0.2529
2017-09-29 | 3:00 | N | 3.5 | 1.91 | 2.11 | 0.97 | 2:00 | 236 | 179 | 2985 | 1111 | 826 | 341.89 | 6298.35 | 1077.67 | 8543.91 | 34208.59 | 0.24976
2017-09-29 | 4:00 | N | 3.11 | 1.91 | 2.11 | 0.97 | 3:00 | 201 | 205 | 2985 | 1717 | 625.11 | 391.55 | 6298.35 | 1665.49 | 8980.5 | 33189.65 | 0.27058
2017-09-29 | 5:00 | N | 3.01 | 2.11 | 2.11 | 0.97 | 4:00 | 185 | 205 | 2985 | 1717 | 556.85 | 432.55 | 6298.35 | 1665.49 | 8953.24 | 32692.43 | 0.27386
2017-09-29 | 6:00 | N | 6 | 6.17 | 3.51 | 0.97 | 5:00 | 207 | 283 | 2985 | 1717 | 1242 | 1746.11 | 10477.35 | 1665.49 | 15130.95 | 32930.42 | 0.45948
2017-09-29 | 7:00 | N | 3.11 | 21.38 | 6.03 | 2.69 | 6:00 | 327 | 438 | 2985 | 1717 | 1016.97 | 9364.44 | 17999.55 | 4618.73 | 32999.69 | 34571.11 | 0.95455
2017-09-29 | 8:00 | N | 3.01 | 5.21 | 5.42 | 2.99 | 7:00 | 249 | 556 | 2872 | 2219 | 749.49 | 2896.76 | 15566.24 | 6634.81 | 25847.3 | 37593.88 | 0.68754
2017-09-29 | 9:00 | N | 4 | 8 | 4.82 | 2 | 8:00 | 256 | 306 | 2872 | 2219 | 1024 | 2448 | 13843.04 | 4438 | 21753.04 | 38798.47 | 0.56067
2017-09-29 | 10:00 | N | 3.01 | 7.99 | 5.88 | 2.03 | 9:00 | 156 | 343 | 2872 | 2219 | 469.56 | 2740.57 | 16887.36 | 4504.57 | 24602.06 | 39207.49 | 0.62748
2017-09-29 | 11:00 | N | 2.75 | 8 | 6.99 | 3.39 | 10:00 | 196 | 315 | 2872 | 2219 | 539 | 2520 | 20075.28 | 7522.41 | 30656.69 | 40568.63 | 0.75567
2017-09-29 | 12:00 | N | 1 | 6.19 | 6.17 | 4.31 | 11:00 | 226 | 326 | 2842 | 1635 | 226 | 2017.94 | 17535.14 | 7046.85 | 26825.93 | 42142.42 | 0.63655
2017-09-29 | 13:00 | N | 1 | 7.45 | 7.44 | 5.2 | 12:00 | 222 | 319 | 2842 | 1635 | 222 | 2376.55 | 21144.48 | 8502 | 32245.03 | 43649.62 | 0.73872
2017-09-29 | 14:00 | N | 0.66 | 8.44 | 8.98 | 6.76 | 13:00 | 195 | 299 | 2842 | 1635 | 128.7 | 2523.56 | 25521.16 | 11052.6 | 39226.02 | 44990.24 | 0.87188
2017-09-29 | 15:00 | N | 0.71 | 10.56 | 13.63 | 1.4 | 14:00 | 205 | 237 | 2842 | 1635 | 145.55 | 2502.72 | 38736.46 | 2289 | 43673.73 | 46242.34 | 0.94445
2017-09-29 | 16:00 | N | 0.95 | 11.27 | 17.8 | 1.38 | 15:00 | 212 | 213 | 2842 | 1380 | 201.4 | 2400.51 | 50587.6 | 1904.4 | 55093.91 | 46883.6 | 1.1751
2017-09-29 | 17:00 | N | 0.88 | 7.48 | 12 | 1.15 | 16:00 | 191 | 237 | 2842 | 1380 | 168.08 | 1772.76 | 34104 | 1587 | 37631.84 | 47064.33 | 0.79958
2017-09-29 | 18:00 | N | 2.11 | 4.45 | 7 | 1 | 17:00 | 218 | 258 | 2842 | 1380 | 459.98 | 1148.1 | 19894 | 1380 | 22882.08 | 46990.46 | 0.48695
2017-09-29 | 19:00 | N | 3.5 | 3.63 | 4.9 | 2.99 | 18:00 | 240 | 365 | 2842 | 1380 | 840 | 1324.95 | 13925.8 | 4126.2 | 20216.95 | 46164.67 | 0.43793
2017-09-29 | 20:00 | N | 2.01 | 6.58 | 7.56 | 2.75 | 19:00 | 320 | 214 | 2842 | 1426 | 643.2 | 1408.12 | 21485.52 | 3921.5 | 27458.34 | 44738.51 | 0.61375
2017-09-29 | 21:00 | N | 3.5 | 4.75 | 7.15 | 0.99 | 20:00 | 322 | 178 | 2842 | 1426 | 1127 | 845.5 | 20320.3 | 1411.74 | 23704.54 | 44409.51 | 0.53377
2017-09-29 | 22:00 | N | 5.03 | 5.81 | 6 | 1.14 | 21:00 | 337 | 173 | 2842 | 1426 | 1695.11 | 1005.13 | 17052 | 1625.64 | 21377.88 | 43595.49 | 0.49037
2017-09-29 | 23:00 | N | 16.05 | 8.83 | 6.1 | 0.5 | 22:00 | 394 | 194 | 2842 | 1426 | 6323.7 | 1713.02 | 17336.2 | 713 | 26085.92 | 42047.38 | 0.62039
2017-09-29 | 24:00 | N | 14.02 | 8.61 | 5.29 | 0.5 | 23:00 | 389 | 265 | 2985 | 1111 | 5453.78 | 2281.65 | 15790.65 | 555.5 | 24081.58 | 39924.66 | 0.60318
2017-09-30 | 1:00 | N | 2.61 | 2.69 | 2.89 | 0.5 | 24:00 | 362 | 243 | 2985 | 1111 | 944.82 | 653.67 | 8626.65 | 555.5 | 10780.64 | 37413.92 | 0.28815
2017-09-30 | 2:00 | N | 2 | 1.96 | 2.11 | 0.5 | 1:00 | 294 | 212 | 2985 | 1111 | 588 | 415.52 | 6298.35 | 555.5 | 7857.37 | 35051.32 | 0.22417
2017-09-30 | 3:00 | N | 2 | 1.8 | 2 | 1 | 2:00 | 236 | 179 | 2985 | 1111 | 472 | 322.2 | 5970 | 1111 | 7875.2 | 33173.81 | 0.23739
2017-09-30 | 4:00 | N | 2 | 1.42 | 1.62 | 1 | 3:00 | 201 | 205 | 2985 | 1717 | 402 | 291.1 | 4835.7 | 1717 | 7245.8 | 31911.41 | 0.22706
2017-09-30 | 5:00 | N | 2 | 1.95 | 1.95 | 1 | 4:00 | 185 | 205 | 2985 | 1717 | 370 | 399.75 | 5820.75 | 1717 | 8307.5 | 31003.46 | 0.26795
2017-09-30 | 6:00 | N | 2.6 | 4.19 | 2.11 | 1 | 5:00 | 207 | 283 | 2985 | 1717 | 538.2 | 1185.77 | 6298.35 | 1717 | 9739.32 | 30549.55 | 0.3188
2017-09-30 | 7:00 | N | 3.01 | 25 | 2 | 2 | 6:00 | 327 | 438 | 2985 | 1717 | 984.27 | 10950 | 5970 | 3434 | 21338.27 | 30719.28 | 0.69462
2017-09-30 | 8:00 | N | 2.75 | 2.61 | 2.68 | 0.99 | 7:00 | 249 | 556 | 2872 | 2219 | 684.75 | 1451.16 | 7696.96 | 2196.81 | 12029.68 | 31513.41 | 0.38173
2017-09-30 | 9:00 | N | 4 | 7.6 | 3.52 | 1.48 | 8:00 | 256 | 306 | 2872 | 2219 | 1024 | 2325.6 | 10109.44 | 3284.12 | 16743.16 | 32255.71 | 0.51908
2017-09-30 | 10:00 | N | 5.15 | 8 | 6.41 | 1.54 | 9:00 | 156 | 343 | 2872 | 2219 | 803.4 | 2744 | 18409.52 | 3417.26 | 25374.18 | 33922.41 | 0.74801
2017-09-30 | 11:00 | N | 3.5 | 8.41 | 5.51 | 2.5 | 10:00 | 196 | 315 | 2872 | 2219 | 686 | 2649.15 | 15824.72 | 5547.5 | 24707.37 | 36328.33 | 0.68011
2017-09-30 | 12:00 | N | 2.61 | 8 | 6.37 | 3.81 | 11:00 | 226 | 326 | 2842 | 1635 | 589.86 | 2608 | 18103.54 | 6229.35 | 27530.75 | 38960.94 | 0.70662
2017-09-30 | 13:00 | N | 2.11 | 6.71 | 6.21 | 3.52 | 12:00 | 222 | 319 | 2842 | 1635 | 468.42 | 2140.49 | 17648.82 | 5755.2 | 26012.93 | 41446.18 | 0.62763
2017-09-30 | 14:00 | N | 2 | 6.81 | 7.06 | 5.5 | 13:00 | 195 | 299 | 2842 | 1635 | 390 | 2036.19 | 20064.52 | 8992.5 | 31483.21 | 43717.28 | 0.72015
2017-09-30 | 15:00 | N | 2 | 5.93 | 11.13 | 0.97 | 14:00 | 205 | 237 | 2842 | 1635 | 410 | 1405.41 | 31631.46 | 1585.95 | 35032.82 | 45861.52 | 0.76388
2017-09-30 | 16:00 | N | 4 | 13.12 | 21.08 | 0.97 | 15:00 | 212 | 213 | 2842 | 1380 | 848 | 2794.56 | 59909.36 | 1338.6 | 64890.52 | 47619.52 | 1.3627
2017-09-30 | 17:00 | N | 2.61 | 14.62 | 20.26 | 0.97 | 16:00 | 191 | 237 | 2842 | 1380 | 498.51 | 3464.94 | 57578.92 | 1338.6 | 62880.97 | 48780.4 | 1.2891
2017-09-30 | 18:00 | N | 3.5 | 4.58 | 9.76 | 0.97 | 17:00 | 218 | 258 | 2842 | 1380 | 763 | 1181.64 | 27737.92 | 1338.6 | 31021.16 | 49161.6 | 0.631
2017-09-30 | 19:00 | N | 7.33 | 3.42 | 7 | 2.99 | 18:00 | 240 | 365 | 2842 | 1380 | 1759.2 | 1248.3 | 19894 | 4126.2 | 27027.7 | 48463.99 | 0.55769
2017-09-30 | 20:00 | N | 3.5 | 6.39 | 7.9 | 0.99 | 19:00 | 320 | 214 | 2842 | 1426 | 1120 | 1367.46 | 22451.8 | 1411.74 | 26351 | 46706.06 | 0.56419
2017-09-30 | 21:00 | N | 8.61 | 4.55 | 6 | 0.99 | 20:00 | 322 | 178 | 2842 | 1426 | 2772.42 | 809.9 | 17052 | 1411.74 | 22046.06 | 45309.76 | 0.48656
2017-09-30 | 22:00 | N | 8.61 | 6.16 | 6.16 | 0.99 | 21:00 | 337 | 173 | 2842 | 1426 | 2901.57 | 1065.68 | 17506.72 | 1411.74 | 22885.71 | 43974.81 | 0.52043
2017-09-30 | 23:00 | N | 12 | 9.34 | 7 | 0.5 | 22:00 | 394 | 194 | 2842 | 1426 | 4728 | 1811.96 | 19894 | 713 | 27146.96 | 41855.32 | 0.64859
2017-09-30 | 24:00 | N | 12 | 10.42 | 5 | 0.5 | 23:00 | 389 | 265 | 2985 | 1111 | 4668 | 2761.3 | 14925 | 555.5 | 22909.8 | 39378.67 | 0.58178
2017-10-01 | 1:00 | N | 3.01 | 3.12 | 3.85 | 0.5 | 24:00 | 362 | 243 | 2985 | 1111 | 1089.62 | 758.16 | 11492.25 | 555.5 | 13895.53 | 36621.97 | 0.37943
2017-10-01 | 2:00 | N | 2.5 | 2.2 | 2.61 | 0.5 | 1:00 | 294 | 212 | 2985 | 1111 | 735 | 466.4 | 7790.85 | 555.5 | 9547.75 | 34203.64 | 0.27914
2017-10-01 | 3:00 | N | 2.5 | 2.2 | 2.61 | 1.58 | 2:00 | 236 | 179 | 2985 | 1111 | 590 | 393.8 | 7790.85 | 1755.38 | 10530.03 | 32273.1 | 0.32628
2017-10-01 | 4:00 | N | 2.5 | 2.2 | 2.61 | 1.54 | 3:00 | 201 | 205 | 2985 | 1717 | 502.5 | 451 | 7790.85 | 2644.18 | 11388.53 | 31034.85 | 0.36696
2017-10-01 | 5:00 | N | 2.5 | 2.41 | 2.61 | 1.54 | 4:00 | 185 | 205 | 2985 | 1717 | 462.5 | 494.05 | 7790.85 | 2644.18 | 11391.58 | 30176.57 | 0.3775
2017-10-01 | 6:00 | N | 3.5 | 6.15 | 3.95 | 1.55 | 5:00 | 207 | 283 | 2985 | 1717 | 724.5 | 1740.45 | 11790.75 | 2661.35 | 16917.05 | 29675.31 | 0.57007
2017-10-01 | 7:00 | N | 8.11 | 25 | 7.61 | 12 | 6:00 | 327 | 438 | 2985 | 1717 | 2651.97 | 10950 | 22715.85 | 20604 | 56921.82 | 29652.25 | 1.9196
2017-10-01 | 8:00 | N | 8.61 | 6.81 | 7.61 | 7.4 | 7:00 | 249 | 556 | 2872 | 2219 | 2143.89 | 3786.36 | 21855.92 | 16420.6 | 44206.77 | 30054.33 | 1.4709
2017-10-01 | 9:00 | N | 4 | 8.11 | 5 | 4.79 | 8:00 | 256 | 306 | 2872 | 2219 | 1024 | 2481.66 | 14360 | 10629.01 | 28494.67 | 30508.14 | 0.934
2017-10-01 | 10:00 | N | 20 | 8.11 | 7 | 5 | 9:00 | 156 | 343 | 2872 | 2219 | 3120 | 2781.73 | 20104 | 11095 | 37100.73 | 32298.14 | 1.1487
2017-10-01 | 11:00 | N | 4.09 | 4.8 | 5 | 4.5 | 10:00 | 196 | 315 | 2872 | 2219 | 801.64 | 1512 | 14360 | 9985.5 | 26659.14 | 35131.78 | 0.75883
2017-10-01 | 12:00 | N | 3.7 | 5.91 | 6.11 | 5.5 | 11:00 | 226 | 326 | 2842 | 1635 | 836.2 | 1926.66 | 17364.62 | 8992.5 | 29119.98 | 38276.4 | 0.76078
2017-10-01 | 13:00 | N | 2.3 | 5.91 | 6.11 | 5.5 | 12:00 | 222 | 319 | 2842 | 1635 | 510.6 | 1885.29 | 17364.62 | 8992.5 | 28753.01 | 41629.48 | 0.69069
2017-10-01 | 14:00 | N | 2.11 | 7.27 | 8.5 | 6.57 | 13:00 | 195 | 299 | 2842 | 1635 | 411.45 | 2173.73 | 24157 | 10741.95 | 37484.13 | 44856.24 | 0.83565
2017-10-01 | 15:00 | N | 1 | 7.75 | 13.96 | 2.88 | 14:00 | 205 | 237 | 2842 | 1635 | 205 | 1836.75 | 39674.32 | 4708.8 | 46424.87 | 47595.9 | 0.9754
2017-10-01 | 16:00 | N | 1.36 | 13.26 | 26.33 | 4.61 | 15:00 | 212 | 213 | 2842 | 1380 | 288.32 | 2824.38 | 74829.86 | 6361.8 | 84304.36 | 49899.53 | 1.6895
2017-10-01 | 17:00 | N | 2 | 7.01 | 19.23 | 3.58 | 16:00 | 191 | 237 | 2842 | 1380 | 382 | 1661.37 | 54651.66 | 4940.4 | 61635.43 | 51598.85 | 1.1945
2017-10-01 | 18:00 | N | 2.61 | 3.94 | 12 | 1.59 | 17:00 | 218 | 258 | 2842 | 1380 | 568.98 | 1016.52 | 34104 | 2194.2 | 37883.7 | 52566.55 | 0.72068
2017-10-01 | 19:00 | N | 4 | 3.09 | 8.09 | 2.99 | 18:00 | 240 | 365 | 2842 | 1380 | 960 | 1127.85 | 22991.78 | 4126.2 | 29205.83 | 52522.13 | 0.55607
2017-10-01 | 20:00 | N | 8.61 | 3.91 | 7.61 | 1.15 | 19:00 | 320 | 214 | 2842 | 1426 | 2755.2 | 836.74 | 21627.62 | 1639.9 | 26859.46 | 50927.62 | 0.5274
2017-10-01 | 21:00 | N | 9.11 | 3.53 | 6.84 | 1.18 | 20:00 | 322 | 178 | 2842 | 1426 | 2933.42 | 628.34 | 19439.28 | 1682.68 | 24683.72 | 49778.96 | 0.49587
2017-10-01 | 22:00 | N | 8.25 | 5.28 | 6 | 1.14 | 21:00 | 337 | 173 | 2842 | 1426 | 2780.25 | 913.44 | 17052 | 1625.64 | 22371.33 | 48425.55 | 0.46197
2017-10-01 | 23:00 | N | 15 | 12.82 | 7 | 0.5 | 22:00 | 394 | 194 | 2842 | 1426 | 5910 | 2487.08 | 19894 | 713 | 29004.08 | 45875.03 | 0.63224
2017-10-01 | 24:00 | N | 13.27 | 10.5 | 5 | 0.5 | 23:00 | 389 | 265 | 2985 | 1111 | 5162.03 | 2782.5 | 14925 | 555.5 | 23425.03 | 42573.14 | 0.55023
2017-10-02 | 1:00 | N | 3.32 | 2.97 | 3.95 | 0.45 | 24:00 | 362 | 243 | 2985 | 1111 | 1201.84 | 721.71 | 11790.75 | 499.95 | 14214.25 | 39049.07 | 0.36401
2017-10-02 | 2:00 | N | 2.5 | 2.11 | 5.95 | 0.45 | 1:00 | 294 | 212 | 2985 | 1111 | 735 | 447.32 | 17760.75 | 499.95 | 19443.02 | 36345.65 | 0.53495
2017-10-02 | 3:00 | N | 2.5 | 2.2 | 3.95 | 1.75 | 2:00 | 236 | 179 | 2985 | 1111 | 590 | 393.8 | 11790.75 | 1944.25 | 14718.8 | 34536.23 | 0.42618
2017-10-02 | 4:00 | N | 2.5 | 2.11 | 3.01 | 1.75 | 3:00 | 201 | 205 | 2985 | 1717 | 502.5 | 432.55 | 8984.85 | 3004.75 | 12924.65 | 33412.43 | 0.38682
2017-10-02 | 5:00 | N | 2.5 | 2.41 | 3.34 | 1.75 | 4:00 | 185 | 205 | 2985 | 1717 | 462.5 | 494.05 | 9969.9 | 3004.75 | 13931.2 | 32792.58 | 0.42483
2017-10-02 | 6:00 | N | 6.93 | 6.16 | 5.95 | 1.75 | 5:00 | 207 | 283 | 2985 | 1717 | 1434.51 | 1743.28 | 17760.75 | 3004.75 | 23943.29 | 33114.81 | 0.72304
2017-10-02 | 7:00 | N | 8.11 | 25.09 | 6.45 | 6.24 | 6:00 | 327 | 438 | 2985 | 1717 | 2651.97 | 10989.42 | 19253.25 | 10714.08 | 43608.72 | 34973.85 | 1.2469
2017-10-02 | 8:00 | N | 8.25 | 7 | 8 | 4.82 | 7:00 | 249 | 556 | 2872 | 2219 | 2054.25 | 3892 | 22976 | 10695.58 | 39617.83 | 38201.26 | 1.0371
2017-10-02 | 9:00 | N | 6 | 8.07 | 8.27 | 8.02 | 8:00 | 256 | 306 | 2872 | 2219 | 1536 | 2469.42 | 23751.44 | 17796.38 | 45553.24 | 39293.18 | 1.1593
2017-10-02 | 10:00 | N | 21.05 | 12 | 9 | 4.19 | 9:00 | 156 | 343 | 2872 | 2219 | 3283.8 | 4116 | 25848 | 9297.61 | 42545.41 | 40067.01 | 1.0619
2017-10-02 | 11:00 | N | 4.8 | 6.67 | 7 | 4.82 | 10:00 | 196 | 315 | 2872 | 2219 | 940.8 | 2101.05 | 20104 | 10695.58 | 33841.43 | 42507.87 | 0.79612
2017-10-02 | 12:00 | N | 3.5 | 6.18 | 7.11 | 6.9 | 11:00 | 226 | 326 | 2842 | 1635 | 791 | 2014.68 | 20206.62 | 11281.5 | 34293.8 | 45354.34 | 0.75613
2017-10-02 | 13:00 | N | 2.11 | 3.61 | 7.47 | 8.12 | 12:00 | 222 | 319 | 2842 | 1635 | 468.42 | 1151.59 | 21229.74 | 13276.2 | 36125.95 | 47901.87 | 0.75417
2017-10-02 | 14:00 | N | 2.11 | 2.06 | 10.11 | 11.49 | 13:00 | 195 | 299 | 2842 | 1635 | 411.45 | 615.94 | 28732.62 | 18786.15 | 48546.16 | 50109.47 | 0.9688
2017-10-02 | 15:00 | N | 1.06 | 6.14 | 17.77 | 2.99 | 14:00 | 205 | 237 | 2842 | 1635 | 217.3 | 1455.18 | 50502.34 | 4888.65 | 57063.47 | 52266.32 | 1.0918
2017-10-02 | 16:00 | N | 1.24 | 11.41 | 23.42 | 5.21 | 15:00 | 212 | 213 | 2842 | 1380 | 262.88 | 2430.33 | 66559.64 | 7189.8 | 76442.65 | 54215.55 | 1.41
2017-10-02 | 17:00 | N | 2 | 7.01 | 25.74 | 5.5 | 16:00 | 191 | 237 | 2842 | 1380 | 382 | 1661.37 | 73153.08 | 7590 | 82786.45 | 55761.96 | 1.4846
2017-10-02 | 18:00 | N | 2.11 | 6.38 | 13.89 | 2.99 | 17:00 | 218 | 258 | 2842 | 1380 | 459.98 | 1646.04 | 39475.38 | 4126.2 | 45707.6 | 56568.65 | 0.808
2017-10-02 | 19:00 | N | 2.29 | 2.12 | 9.76 | 1 | 18:00 | 240 | 365 | 2842 | 1380 | 549.6 | 773.8 | 27737.92 | 1380 | 30441.32 | 56071.51 | 0.5429
2017-10-02 | 20:00 | N | 4 | 5.92 | 13.35 | 0.97 | 19:00 | 320 | 214 | 2842 | 1426 | 1280 | 1266.88 | 37940.7 | 1383.22 | 41870.8 | 54170.8 | 0.77294
2017-10-02 | 21:00 | N | 9.11 | 2.69 | 11.08 | 0.97 | 20:00 | 322 | 178 | 2842 | 1426 | 2933.42 | 478.82 | 31489.36 | 1383.22 | 36284.82 | 53180.73 | 0.68229
2017-10-02 | 22:00 | N | 8.25 | 5.73 | 8 | 0.97 | 21:00 | 337 | 173 | 2842 | 1426 | 2780.25 | 991.29 | 22736 | 1383.22 | 27890.76 | 52016.69 | 0.53619
2017-10-02 | 23:00 | N | 15 | 13.06 | 8 | 0.5 | 22:00 | 394 | 194 | 2842 | 1426 | 5910 | 2533.64 | 22736 | 713 | 31892.64 | 49242.47 | 0.64767
2017-10-02 | 24:00 | N | 15 | 10.76 | 8 | 0.5 | 23:00 | 389 | 265 | 2985 | 1111 | 5835 | 2851.4 | 23880 | 555.5 | 33121.9 | 45644.65 | 0.72565
2017-10-03 | 1:00 | N | 3.5 | 3.11 | 5.95 | 0.45 | 24:00 | 362 | 243 | 2985 | 1111 | 1267 | 755.73 | 17760.75 | 499.95 | 20283.43 | 42047.31 | 0.4824
2017-10-03 | 2:00 | N | 2.5 | 2.6 | 5.11 | 0.45 | 1:00 | 294 | 212 | 2985 | 1111 | 735 | 551.2 | 15253.35 | 499.95 | 17039.5 | 39371.91 | 0.43278
2017-10-03 | 3:00 | N | 2.5 | 2.6 | 4.31 | 1.75 | 2:00 | 236 | 179 | 2985 | 1111 | 590 | 465.4 | 12865.35 | 1944.25 | 15865 | 37557.27 | 0.42242
2017-10-03 | 4:00 | N | 2.5 | 2.2 | 3.95 | 1.75 | 3:00 | 201 | 205 | 2985 | 1717 | 502.5 | 451 | 11790.75 | 3004.75 | 15749 | 36498.19 | 0.4315
2017-10-03 | 5:00 | N | 2.5 | 2.61 | 4.79 | 1.75 | 4:00 | 185 | 205 | 2985 | 1717 | 462.5 | 535.05 | 14298.15 | 3004.75 | 18300.45 | 36026 | 0.50798
2017-10-03 | 6:00 | N | 5.42 | 9.11 | 5.95 | 1.75 | 5:00 | 207 | 283 | 2985 | 1717 | 1121.94 | 2578.13 | 17760.75 | 3004.75 | 24465.57 | 36306.82 | 0.67386
2017-10-03 | 7:00 | N | 8.25 | 26.91 | 13.98 | 4.82 | 6:00 | 327 | 438 | 2985 | 1717 | 2697.75 | 11786.58 | 41730.3 | 8275.94 | 64490.57 | 38122.37 | 1.6917
2017-10-03 | 8:00 | N | 5.78 | 8.4 | 11.42 | 3.5 | 7:00 | 249 | 556 | 2872 | 2219 | 1439.22 | 4670.4 | 32798.24 | 7766.5 | 46674.36 | 41371.48 | 1.1282
2017-10-03 | 9:00 | N | 3.5 | 8.72 | 8.92 | 4.07 | 8:00 | 256 | 306 | 2872 | 2219 | 896 | 2668.32 | 25618.24 | 9031.33 | 38213.89 | 42664.78 | 0.89568
2017-10-03 | 10:00 | N | 12.64 | 5.7 | 5.9 | 3.2 | 9:00 | 156 | 343 | 2872 | 2219 | 1971.84 | 1955.1 | 16944.8 | 7100.8 | 27972.54 | 42874.79 | 0.65242
2017-10-03 | 11:00 | N | 2.91 | 5.34 | 7 | 4.91 | 10:00 | 196 | 315 | 2872 | 2219 | 570.36 | 1682.1 | 20104 | 10895.29 | 33251.75 | 44460.51 | 0.74789
2017-10-03 | 12:00 | N | 2.61 | 7.81 | 13.13 | 7.32 | 11:00 | 226 | 326 | 2842 | 1635 | 589.86 | 2546.06 | 37315.46 | 11968.2 | 52419.58 | 46834.91 | 1.1192
2017-10-03 | 13:00 | N | 2 | 5.07 | 5.95 | 5.65 | 12:00 | 222 | 319 | 2842 | 1635 | 444 | 1617.33 | 16909.9 | 9237.75 | 28208.98 | 49080.83 | 0.57475
2017-10-03 | 14:00 | N | 2.11 | 9.7 | 12 | 10.5 | 13:00 | 195 | 299 | 2842 | 1635 | 411.45 | 2900.3 | 34104 | 17167.5 | 54583.25 | 50439.12 | 1.0822
2017-10-03 | 15:00 | N | 1.5 | 15.57 | 22.43 | 2.99 | 14:00 | 205 | 237 | 2842 | 1635 | 307.5 | 3690.09 | 63746.06 | 4888.65 | 72632.3 | 51325.65 | 1.4151
2017-10-03 | 16:00 | N | 2 | 10 | 20 | 2.99 | 15:00 | 212 | 213 | 2842 | 1380 | 424 | 2130 | 56840 | 4126.2 | 63520.2 | 51791.85 | 1.2265
2017-10-03 | 17:00 | N | 2.11 | 5.22 | 15.16 | 2 | 16:00 | 191 | 237 | 2842 | 1380 | 403.01 | 1237.14 | 43084.72 | 2760 | 47484.87 | 51843.24 | 0.91593
2017-10-03 | 18:00 | N | 2.63 | 3.04 | 8.04 | 2 | 17:00 | 218 | 258 | 2842 | 1380 | 573.34 | 784.32 | 22849.68 | 2760 | 26967.34 | 51998.78 | 0.51861
2017-10-03 | 19:00 | N | 3.5 | 2.2 | 7.43 | 1 | 18:00 | 240 | 365 | 2842 | 1380 | 840 | 803 | 21116.06 | 1380 | 24139.06 | 51331.75 | 0.47026
2017-10-03 | 20:00 | N | 8.11 | 3.77 | 6.56 | 2 | 19:00 | 320 | 214 | 2842 | 1426 | 2595.2 | 806.78 | 18643.52 | 2852 | 24897.5 | 50178.51 | 0.49618
2017-10-03 | 21:00 | N | 8.61 | 2.65 | 8.72 | 0.97 | 20:00 | 322 | 178 | 2842 | 1426 | 2772.42 | 471.7 | 24782.24 | 1383.22 | 29409.58 | 50125.09 | 0.58672
2017-10-03 | 22:00 | N | 8.25 | 5.7 | 7.33 | 0.97 | 21:00 | 337 | 173 | 2842 | 1426 | 2780.25 | 986.1 | 20831.86 | 1383.22 | 25981.43 | 49249.87 | 0.52754
2017-10-03 | 23:00 | N | 13 | 12.86 | 8 | 0.5 | 22:00 | 394 | 194 | 2842 | 1426 | 5122 | 2494.84 | 22736 | 713 | 31065.84 | 47347.81 | 0.65612
2017-10-03 | 24:00 | N | 12.12 | 10.56 | 8.78 | 0.5 | 23:00 | 389 | 265 | 2985 | 1111 | 4714.68 | 2798.4 | 26208.3 | 555.5 | 34276.88 | 44313.91 | 0.7735
2017-10-04 | 1:00 | N | 2.61 | 2.73 | 3.01 | 0.5 | 24:00 | 362 | 243 | 2985 | 1111 | 944.82 | 663.39 | 8984.85 | 555.5 | 11148.56 | 41095.05 | 0.27129
2017-10-04 | 2:00 | N | 2 | 1 | 2.95 | 0.5 | 1:00 | 294 | 212 | 2985 | 1111 | 588 | 212 | 8805.75 | 555.5 | 10161.25 | 38830.7 | 0.26168
2017-10-04 | 3:00 | N | 2 | 1 | 3.01 | 2.8 | 2:00 | 236 | 179 | 2985 | 1111 | 472 | 179 | 8984.85 | 3110.8 | 12746.65 | 37358.35 | 0.3412
2017-10-04 | 4:00 | N | 2 | 1 | 2.95 | 2.74 | 3:00 | 201 | 205 | 2985 | 1717 | 402 | 205 | 8805.75 | 4704.58 | 14117.33 | 36452.72 | 0.38728
2017-10-04 | 5:00 | N | 2 | 2.22 | 3.01 | 2.99 | 4:00 | 185 | 205 | 2985 | 1717 | 370 | 455.1 | 8984.85 | 5133.83 | 14943.78 | 35937.06 | 0.41583
2017-10-04 | 6:00 | N | 7.24 | 6.4 | 6.37 | 5 | 5:00 | 207 | 283 | 2985 | 1717 | 1498.68 | 1811.2 | 19014.45 | 8585 | 30909.33 | 36145.26 | 0.85514
2017-10-04 | 7:00 | N | 4.57 | 9.11 | 6.13 | 5.88 | 6:00 | 327 | 438 | 2985 | 1717 | 1494.39 | 3990.18 | 18298.05 | 10095.96 | 33878.58 | 37809.45 | 0.89603
2017-10-04 | 8:00 | N | 3.5 | 4.99 | 5.42 | 5.21 | 7:00 | 249 | 556 | 2872 | 2219 | 871.5 | 2774.44 | 15566.24 | 11560.99 | 30773.17 | 40934.05 | 0.75177
2017-10-04 | 9:00 | N | 2.67 | 5.03 | 5.25 | 5.04 | 8:00 | 256 | 306 | 2872 | 2219 | 683.52 | 1539.18 | 15078 | 11183.76 | 28484.46 | 42017.9 | 0.67791
2017-10-04 | 10:00 | N | 12 | 5.28 | 5.89 | 5.28 | 9:00 | 156 | 343 | 2872 | 2219 | 1872 | 1811.04 | 16916.08 | 11716.32 | 32315.44 | 42268.71 | 0.76452
2017-10-04 | 11:00 | N | 2.89 | 4.49 | 6.36 | 5 | 10:00 | 196 | 315 | 2872 | 2219 | 566.44 | 1414.35 | 18265.92 | 11095 | 31341.71 | 43674.89 | 0.71761
2017-10-04 | 12:00 | N | 2.61 | 4.44 | 6.89 | 6.89 | 11:00 | 226 | 326 | 2842 | 1635 | 589.86 | 1447.44 | 19581.38 | 11265.15 | 32883.83 | 45544.44 | 0.72202
2017-10-04 | 13:00 | N | 2.11 | 5.24 | 8.18 | 15.13 | 12:00 | 222 | 319 | 2842 | 1635 | 468.42 | 1671.56 | 23247.56 | 24737.55 | 50125.09 | 47849.65 | 1.0476
2017-10-04 | 14:00 | N | 2.11 | 9.68 | 20.84 | 20.84 | 13:00 | 195 | 299 | 2842 | 1635 | 411.45 | 2894.32 | 59227.28 | 34073.4 | 96606.45 | 50113.65 | 1.9277
2017-10-04 | 15:00 | N | 2.11 | 18.97 | 32.64 | 14.41 | 14:00 | 205 | 237 | 2842 | 1635 | 432.55 | 4495.89 | 92762.88 | 23560.35 | 121251.67 | 52541.58 | 2.3077
2017-10-04 | 16:00 | N | 2.11 | 21.71 | 43.56 | 21.7 | 15:00 | 212 | 213 | 2842 | 1380 | 447.32 | 4624.23 | 123797.52 | 29946 | 158815.07 | 54478.85 | 2.9152
2017-10-04 | 17:00 | N | 2.11 | 16.9 | 36.79 | 16.9 | 16:00 | 191 | 237 | 2842 | 1380 | 403.01 | 4005.3 | 104557.18 | 23322 | 132287.49 | 55516.52 | 2.3828
2017-10-04 | 18:00 | N | 2.61 | 6.18 | 12.44 | 6.03 | 17:00 | 218 | 258 | 2842 | 1380 | 568.98 | 1594.44 | 35354.48 | 8321.4 | 45839.3 | 56070.62 | 0.81753
2017-10-04 | 19:00 | N | 3.5 | 3.66 | 8.85 | 2.99 | 18:00 | 240 | 365 | 2842 | 1380 | 840 | 1335.9 | 25151.7 | 4126.2 | 31453.8 | 55483.73 | 0.5669
2017-10-04 | 20:00 | N | 8.11 | 3.16 | 8.35 | 2.98 | 19:00 | 320 | 214 | 2842 | 1426 | 2595.2 | 676.24 | 23730.7 | 4249.48 | 31251.62 | 53390.82 | 0.58534
2017-10-04 | 21:00 | N | 9.11 | 1.42 | 6.74 | 1.42 | 20:00 | 322 | 178 | 2842 | 1426 | 2933.42 | 252.76 | 19155.08 | 2024.92 | 24366.18 | 52252.88 | 0.46631
2017-10-04 | 22:00 | N | 8.25 | 4.27 | 5.52 | 4.27 | 21:00 | 337 | 173 | 2842 | 1426 | 2780.25 | 738.71 | 15687.84 | 6089.02 | 25295.82 | 50867 | 0.49729
2017-10-04 | 23:00 | N | 12 | 11.36 | 5.36 | 0.97 | 22:00 | 394 | 194 | 2842 | 1426 | 4728 | 2203.84 | 15233.12 | 1383.22 | 23548.18 | 48152.19 | 0.48904
2017-10-04 | 24:00 | N | 11.78 | 10.21 | 6.99 | 0.5 | 23:00 | 389 | 265 | 2985 | 1111 | 4582.42 | 2705.65 | 20865.15 | 555.5 | 28708.72 | 44419.85 | 0.6463
2017-10-05 | 1:00 | N | 2.61 | 2.61 | 2.95 | 0.45 | 24:00 | 362 | 243 | 2985 | 1111 | 944.82 | 634.23 | 8805.75 | 499.95 | 10884.75 | 40647.97 | 0.26778
2017-10-05 | 2:00 | N | 2 | 1 | 2.95 | 0.45 | 1:00 | 294 | 212 | 2985 | 1111 | 588 | 212 | 8805.75 | 499.95 | 10105.7 | 37754.63 | 0.26767
2017-10-05 | 3:00 | N | 2 | 1 | 2.81 | 1.75 | 2:00 | 236 | 179 | 2985 | 1111 | 472 | 179 | 8387.85 | 1944.25 | 10983.1 | 35777.43 | 0.30698
2017-10-05 | 4:00 | N | 2 | 1 | 2.81 | 1.75 | 3:00 | 201 | 205 | 2985 | 1717 | 402 | 205 | 8387.85 | 3004.75 | 11999.6 | 34507.69 | 0.34774
2017-10-05 | 5:00 | N | 2 | 2.2 | 2.81 | 1.81 | 4:00 | 185 | 205 | 2985 | 1717 | 370 | 451 | 8387.85 | 3107.77 | 12316.62 | 33688.87 | 0.3656
2017-10-05 | 6:00 | N | 3 | 2.95 | 2.95 | 1.75 | 5:00 | 207 | 283 | 2985 | 1717 | 621 | 834.85 | 8805.75 | 3004.75 | 13266.35 | 33753.48 | 0.39304
2017-10-05 | 7:00 | N | 4.33 | 9.11 | 6.5 | 5 | 6:00 | 327 | 438 | 2985 | 1717 | 1415.91 | 3990.18 | 19402.5 | 8585 | 33393.59 | 35298.12 | 0.94604
2017-10-05 | 8:00 | N | 4 | 5.74 | 6.12 | 5 | 7:00 | 249 | 556 | 2872 | 2219 | 996 | 3191.44 | 17576.64 | 11095 | 32859.08 | 38379.31 | 0.85617
2017-10-05 | 9:00 | N | 3.23 | 6 | 6.5 | 6.29 | 8:00 | 256 | 306 | 2872 | 2219 | 826.88 | 1836 | 18668 | 13957.51 | 35288.39 | 39373.12 | 0.89626
2017-10-05 | 10:00 | N | 9 | 5.51 | 5.71 | 5.5 | 9:00 | 156 | 343 | 2872 | 2219 | 1404 | 1889.93 | 16399.12 | 12204.5 | 31897.55 | 39905.84 | 0.79932
2017-10-05 | 11:00 | N | 2.61 | 5.37 | 6.49 | 4.5 | 10:00 | 196 | 315 | 2872 | 2219 | 511.56 | 1691.55 | 18639.28 | 9985.5 | 30827.89 | 42244.5 | 0.72975
2017-10-05 | 12:00 | N | 2.21 | 4.58 | 5.5 | 5.5 | 11:00 | 226 | 326 | 2842 | 1635 | 499.46 | 1493.08 | 15631 | 8992.5 | 26616.04 | 45125.06 | 0.58983
2017-10-05 | 13:00 | N | 2 | 4.92 | 5.17 | 6.38 | 12:00 | 222 | 319 | 2842 | 1635 | 444 | 1569.48 | 14693.14 | 10431.3 | 27137.92 | 47832.08 | 0.56736
2017-10-05 | 14:00 | N | 2.11 | 13.91 | 17.97 | 17.97 | 13:00 | 195 | 299 | 2842 | 1635 | 411.45 | 4159.09 | 51070.74 | 29380.95 | 85022.23 | 50192.98 | 1.6939
2017-10-05 | 15:00 | N | 2.11 | 18.68 | 28.87 | 9.37 | 14:00 | 205 | 237 | 2842 | 1635 | 432.55 | 4427.16 | 82048.54 | 15319.95 | 102228.2 | 52538.08 | 1.9458
2017-10-05 | 16:00 | N | 2 | 33.55 | 47.67 | 10 | 15:00 | 212 | 213 | 2842 | 1380 | 424 | 7146.15 | 135478.14 | 13800 | 156848.29 | 54290.37 | 2.8891
2017-10-05 | 17:00 | N | 2 | 18.12 | 32.09 | 10 | 16:00 | 191 | 237 | 2842 | 1380 | 382 | 4294.44 | 91199.78 | 13800 | 109676.22 | 55588.78 | 1.973
2017-10-05 | 18:00 | N | 2.11 | 6.72 | 14.55 | 2.99 | 17:00 | 218 | 258 | 2842 | 1380 | 459.98 | 1733.76 | 41351.1 | 4126.2 | 47671.04 | 56176.51 | 0.84859
2017-10-05 | 19:00 | N | 3.5 | 2.84 | 8.8 | 2 | 18:00 | 240 | 365 | 2842 | 1380 | 840 | 1036.6 | 25009.6 | 2760 | 29646.2 | 55288.97 | 0.5362
2017-10-05 | 20:00 | N | 7.83 | 2.11 | 7.82 | 1 | 19:00 | 320 | 214 | 2842 | 1426 | 2505.6 | 451.54 | 22224.44 | 1426 | 26607.58 | 52977.82 | 0.50224
2017-10-05 | 21:00 | N | 8.96 | 1.78 | 7.49 | 1.78 | 20:00 | 322 | 178 | 2842 | 1426 | 2885.12 | 316.84 | 21286.58 | 2538.28 | 27026.82 | 51550.88 | 0.52427
2017-10-05 | 22:00 | N | 8.25 | 3.92 | 6.88 | 1.62 | 21:00 | 337 | 173 | 2842 | 1426 | 2780.25 | 678.16 | 19552.96 | 2310.12 | 25321.49 | 50028.48 | 0.50614
2017-10-05 | 23:00 | N | 11.39 | 10.76 | 6.86 | 0.5 | 22:00 | 394 | 194 | 2842 | 1426 | 4487.66 | 2087.44 | 19496.12 | 713 | 26784.22 | 47225.84 | 0.56715
2017-10-05 | 24:00 | N | 12 | 9.46 | 8 | 0.5 | 23:00 | 389 | 265 | 2985 | 1111 | 4668 | 2506.9 | 23880 | 555.5 | 31610.4 | 43444.46 | 0.7276
2017-10-06 | 1:00 | N | 2.5 | 2.2 | 2.95 | 0.45 | 24:00 | 362 | 243 | 2985 | 1111 | 905 | 534.6 | 8805.75 | 499.95 | 10745.3 | 39597.84 | 0.27136
2017-10-06 | 2:00 | N | 2.11 | 1 | 2.95 | 0.45 | 1:00 | 294 | 212 | 2985 | 1111 | 620.34 | 212 | 8805.75 | 499.95 | 10138.04 | 36619.85 | 0.27685
2017-10-06 | 3:00 | N | 2 | 1 | 2.95 | 2.99 | 2:00 | 236 | 179 | 2985 | 1111 | 472 | 179 | 8805.75 | 3321.89 | 12778.64 | 34755.02 | 0.36768
2017-10-06 | 4:00 | N | 2.11 | 1 | 2.95 | 2.95 | 3:00 | 201 | 205 | 2985 | 1717 | 424.11 | 205 | 8805.75 | 5065.15 | 14500.01 | 33451.03 | 0.43347
2017-10-06 | 5:00 | N | 2.11 | 2.11 | 2.95 | 2 | 4:00 | 185 | 205 | 2985 | 1717 | 390.35 | 432.55 | 8805.75 | 3434 | 13062.65 | 32719.62 | 0.39923
2017-10-06 | 6:00 | N | 2.5 | 2.71 | 2.61 | 1 | 5:00 | 207 | 283 | 2985 | 1717 | 517.5 | 766.93 | 7790.85 | 1717 | 10792.28 | 32738.22 | 0.32965
2017-10-06 | 7:00 | N | 5.05 | 12 | 4.5 | 2.99 | 6:00 | 327 | 438 | 2985 | 1717 | 1651.35 | 5256 | 13432.5 | 5133.83 | 25473.68 | 34248.97 | 0.74378
2017-10-06 | 8:00 | N | 4.16 | 3.28 | 3.48 | 3 | 7:00 | 249 | 556 | 2872 | 2219 | 1035.84 | 1823.68 | 9994.56 | 6657 | 19511.08 | 37291.23 | 0.52321
2017-10-06 | 9:00 | N | 2.69 | 3.54 | 4.5 | 3 | 8:00 | 256 | 306 | 2872 | 2219 | 688.64 | 1083.24 | 12924 | 6657 | 21352.88 | 38284.93 | 0.55774
2017-10-06 | 10:00 | N | 16 | 4.97 | 7 | 4 | 9:00 | 156 | 343 | 2872 | 2219 | 2496 | 1704.71 | 20104 | 8876 | 33180.71 | 39115.19 | 0.84828
2017-10-06 | 11:00 | N | 4 | 5.6 | 7 | 3.14 | 10:00 | 196 | 315 | 2872 | 2219 | 784 | 1764 | 20104 | 6967.66 | 29619.66 | 41737.09 | 0.70967
2017-10-06 | 12:00 | N | 2.61 | 5.21 | 5.41 | 5.2 | 11:00 | 226 | 326 | 2842 | 1635 | 589.86 | 1698.46 | 15375.22 | 8502 | 26165.54 | 44653.5 | 0.58597
2017-10-06 | 13:00 | N | 2 | 5 | 6.62 | 5 | 12:00 | 222 | 319 | 2842 | 1635 | 444 | 1595 | 18814.04 | 8175 | 29028.04 | 47398.81 | 0.61242
2017-10-06 | 14:00 | N | 1 | 13.31 | 15 | 6.23 | 13:00 | 195 | 299 | 2842 | 1635 | 195 | 3979.69 | 42630 | 10186.05 | 56990.74 | 49893.95 | 1.1422
2017-10-06 | 15:00 | N | 1 | 24.03 | 29.64 | 7.82 | 14:00 | 205 | 237 | 2842 | 1635 | 205 | 5695.11 | 84236.88 | 12785.7 | 102922.69 | 52275.62 | 1.9688
2017-10-06 | 16:00 | N | 2.35 | 35 | 46.72 | 10 | 15:00 | 212 | 213 | 2842 | 1380 | 498.2 | 7455 | 132778.24 | 13800 | 154531.44 | 54231.37 | 2.8495
2017-10-06 | 17:00 | N | 2.61 | 17.37 | 27.57 | 1.94 | 16:00 | 191 | 237 | 2842 | 1380 | 498.51 | 4116.69 | 78353.94 | 2677.2 | 85646.34 | 55518.5 | 1.5427
2017-10-06 | 18:00 | N | 2.11 | 9.88 | 12.11 | 2.9 | 17:00 | 218 | 258 | 2842 | 1380 | 459.98 | 2549.04 | 34416.62 | 4002 | 41427.64 | 56048.62 | 0.73914
2017-10-06 | 19:00 | N | 3.5 | 8.11 | 9.21 | 1.82 | 18:00 | 240 | 365 | 2842 | 1380 | 840 | 2960.15 | 26174.82 | 2511.6 | 32486.57 | 55082.04 | 0.58979
2017-10-06 | 20:00 | N | 8.11 | 6.05 | 8.88 | 0.97 | 19:00 | 320 | 214 | 2842 | 1426 | 2595.2 | 1294.7 | 25236.96 | 1383.22 | 30510.08 | 52197.47 | 0.58451
2017-10-06 | 21:00 | N | 8.61 | 3.83 | 7.85 | 0.97 | 20:00 | 322 | 178 | 2842 | 1426 | 2772.42 | 681.74 | 22309.7 | 1383.22 | 27147.08 | 50177.57 | 0.54102
2017-10-06 | 22:00 | N | 8.61 | 7.09 | 8 | 0.97 | 21:00 | 337 | 173 | 2842 | 1426 | 2901.57 | 1226.57 | 22736 | 1383.22 | 28247.36 | 48280.16 | 0.58507
2017-10-06 | 23:00 | N | 12 | 12.15 | 7 | 0.61 | 22:00 | 394 | 194 | 2842 | 1426 | 4728 | 2357.1 | 19894 | 869.86 | 27848.96 | 45716.97 | 0.60916
2017-10-06 | 24:00 | N | 11.87 | 8.61 | 5 | 0.5 | 23:00 | 389 | 265 | 2985 | 1111 | 4617.43 | 2281.65 | 14925 | 555.5 | 22379.58 | 42938.25 | 0.5212
2017-10-07 | 1:00 | N | 3 | 2.2 | 2.88 | 0.5 | 24:00 | 362 | 243 | 2985 | 1111 | 1086 | 534.6 | 8596.8 | 555.5 | 10772.9 | 39867.2 | 0.27022
2017-10-07 | 2:00 | N | 2.5 | 1 | 2.85 | 0.5 | 1:00 | 294 | 212 | 2985 | 1111 | 735 | 212 | 8507.25 | 555.5 | 10009.75 | 37184.97 | 0.26919
2017-10-07 | 3:00 | N | 2.5 | 1 | 7.61 | 7.4 | 2:00 | 236 | 179 | 2985 | 1111 | 590 | 179 | 22715.85 | 8221.4 | 31706.25 | 35122.52 | 0.90273
2017-10-07 | 4:00 | N | 2.5 | 1 | 4.85 | 4.64 | 3:00 | 201 | 205 | 2985 | 1717 | 502.5 | 205 | 14477.25 | 7966.88 | 23151.63 | 33570.69 | 0.68964
2017-10-07 | 5:00 | N | 2.5 | 2.11 | 3.2 | 2.99 | 4:00 | 185 | 205 | 2985 | 1717 | 462.5 | 432.55 | 9552 | 5133.83 | 15580.88 | 32542.05 | 0.47879
2017-10-07 | 6:00 | N | 3 | 3.01 | 3.21 | 3 | 5:00 | 207 | 283 | 2985 | 1717 | 621 | 851.83 | 9581.85 | 5151 | 16205.68 | 32077.83 | 0.5052
2017-10-07 | 7:00 | N | 8.61 | 13.68 | 6.12 | 10 | 6:00 | 327 | 438 | 2985 | 1717 | 2815.47 | 5991.84 | 18268.2 | 17170 | 44245.51 | 32272.08 | 1.371
2017-10-07 | 8:00 | N | 5.44 | 3.77 | 5.96 | 5.75 | 7:00 | 249 | 556 | 2872 | 2219 | 1354.56 | 2096.12 | 17117.12 | 12759.25 | 33327.05 | 33180.96 | 1.0044
2017-10-07 | 9:00 | N | 3.5 | 3.91 | 5 | 5 | 8:00 | 256 | 306 | 2872 | 2219 | 896 | 1196.46 | 14360 | 11095 | 27547.46 | 34149.13 | 0.80668
2017-10-07 | 10:00 | N | 18.2 | 6.8 | 7 | 6.79 | 9:00 | 156 | 343 | 2872 | 2219 | 2839.2 | 2332.4 | 20104 | 15067.01 | 40342.61 | 35781.85 | 1.1275
2017-10-07 | 11:00 | N | 3.5 | 5.71 | 7 | 6.79 | 10:00 | 196 | 315 | 2872 | 2219 | 686 | 1798.65 | 20104 | 15067.01 | 37655.66 | 38286.54 | 0.98352
2017-10-07 | 12:00 | N | 2.61 | 5.6 | 5.8 | 5.59 | 11:00 | 226 | 326 | 2842 | 1635 | 589.86 | 1825.6 | 16483.6 | 9139.65 | 28038.71 | 40858.35 | 0.68624
2017-10-07 | 13:00 | N | 1 | 5.92 | 6.88 | 10 | 12:00 | 222 | 319 | 2842 | 1635 | 222 | 1888.48 | 19552.96 | 16350 | 38013.44 | 43700.21 | 0.86987
2017-10-07 | 14:00 | N | 1.48 | 8.18 | 11.56 | 10 | 13:00 | 195 | 299 | 2842 | 1635 | 288.6 | 2445.82 | 32853.52 | 16350 | 51937.94 | 46642.31 | 1.1135
2017-10-07 | 15:00 | N | 1.64 | 16.45 | 20.96 | 12.67 | 14:00 | 205 | 237 | 2842 | 1635 | 336.2 | 3898.65 | 59568.32 | 20715.45 | 84518.62 | 49176.14 | 1.7187
2017-10-07 | 16:00 | N | 2.11 | 35 | 41.94 | 28.75 | 15:00 | 212 | 213 | 2842 | 1380 | 447.32 | 7455 | 119193.48 | 39675 | 166770.8 | 50854.96 | 3.2793
2017-10-07 | 17:00 | N | 2 | 35 | 44.03 | 30 | 16:00 | 191 | 237 | 2842 | 1380 | 382 | 8295 | 125133.26 | 41400 | 175210.26 | 52006.25 | 3.369
2017-10-07 | 18:00 | N | 2.21 | 13.8 | 19.41 | 12.64 | 17:00 | 218 | 258 | 2842 | 1380 | 481.78 | 3560.4 | 55163.22 | 17443.2 | 76648.6 | 52375.13 | 1.4635
2017-10-07 | 19:00 | N | 2.25 | 6.14 | 10.44 | 2.99 | 18:00 | 240 | 365 | 2842 | 1380 | 540 | 2241.1 | 29670.48 | 4126.2 | 36577.78 | 51746.1 | 0.70687
2017-10-07 | 20:00 | N | 3.5 | 4.98 | 9.6 | 2.97 | 19:00 | 320 | 214 | 2842 | 1426 | 1120 | 1065.72 | 27283.2 | 4235.22 | 33704.14 | 49660.17 | 0.6787
2017-10-07 | 21:00 | N | 9.11 | 4.02 | 7.59 | 1.61 | 20:00 | 322 | 178 | 2842 | 1426 | 2933.42 | 715.56 | 21570.78 | 2295.86 | 27515.62 | 48206.03 | 0.57079
2017-10-07 | 22:00 | N | 8.61 | 7.13 | 7.78 | 1.5 | 21:00 | 337 | 173 | 2842 | 1426 | 2901.57 | 1233.49 | 22110.76 | 2139 | 28384.82 | 46535.71 | 0.60996
2017-10-07 | 23:00 | N | 10.43 | 4.2 | 4.2 | 0.5 | 22:00 | 394 | 194 | 2842 | 1426 | 4109.42 | 814.8 | 11936.4 | 713 | 17573.62 | 44169.52 | 0.39787
2017-10-07 | 24:00 | N | 10.53 | 4.14 | 4.51 | 0.5 | 23:00 | 389 | 265 | 2985 | 1111 | 4096.17 | 1097.1 | 13462.35 | 555.5 | 19211.12 | 41570.09 | 0.46214
2017-10-08 | 1:00 | N | 2.5 | 2.6 | 2.85 | 0.5 | 24:00 | 362 | 243 | 2985 | 1111 | 905 | 631.8 | 8507.25 | 555.5 | 10599.55 | 38778.37 | 0.27334
2017-10-08 | 2:00 | N | 2.05 | 1 | 2.61 | 0.5 | 1:00 | 294 | 212 | 2985 | 1111 | 602.7 | 212 | 7790.85 | 555.5 | 9161.05 | 36305.39 | 0.25233
2017-10-08 | 3:00 | N | 2 | 1 | 2.85 | 4.5 | 2:00 | 236 | 179 | 2985 | 1111 | 472 | 179 | 8507.25 | 4999.5 | 14157.75 | 34326.83 | 0.41244
2017-10-08 | 4:00 | N | 2 | 0.95 | 2.85 | 2.64 | 3:00 | 201 | 205 | 2985 | 1717 | 402 | 194.75 | 8507.25 | 4532.88 | 13636.88 | 33008.88 | 0.41313
2017-10-08 | 5:00 | N | 2 | 1.02 | 2.61 | 2.4 | 4:00 | 185 | 205 | 2985 | 1717 | 370 | 209.1 | 7790.85 | 4120.8 | 12490.75 | 31992.16 | 0.39043
2017-10-08 | 6:00 | N | 2.5 | 2.61 | 2.71 | 2.11 | 5:00 | 207 | 283 | 2985 | 1717 | 517.5 | 738.63 | 8089.35 | 3622.87 | 12968.35 | 31459.31 | 0.41223
2017-10-08 | 7:00 | N | 9.11 | 10.01 | 3 | 10 | 6:00 | 327 | 438 | 2985 | 1717 | 2978.97 | 4384.38 | 8955 | 17170 | 33488.35 | 31471.24 | 1.0641
2017-10-08 | 8:00 | N | 6.61 | 5 | 5 | 10 | 7:00 | 249 | 556 | 2872 | 2219 | 1645.89 | 2780 | 14360 | 22190 | 40975.89 | 31872.01 | 1.2856
2017-10-08 | 9:00 | N | 3.72 | 4.1 | 4 | 10 | 8:00 | 256 | 306 | 2872 | 2219 | 952.32 | 1254.6 | 11488 | 22190 | 35884.92 | 32159.67 | 1.1158
2017-10-08 | 10:00 | N | 27.76 | 5.05 | 5.05 | 10 | 9:00 | 156 | 343 | 2872 | 2219 | 4330.56 | 1732.15 | 14503.6 | 22190 | 42756.31 | 33823.65 | 1.2641
2017-10-08 | 11:00 | N | 3.11 | 2.61 | 2.61 | 5.75 | 10:00 | 196 | 315 | 2872 | 2219 | 609.56 | 822.15 | 7495.92 | 12759.25 | 21686.88 | 36944.39 | 0.58701
2017-10-08 | 12:00 | N | 3.11 | 4.96 | 5.46 | 5.55 | 11:00 | 226 | 326 | 2842 | 1635 | 702.86 | 1616.96 | 15517.32 | 9074.25 | 26911.39 | 40446.92 | 0.66535
2017-10-08 | 13:00 | N | 1 | 6.24 | 7.21 | 9.82 | 12:00 | 222 | 319 | 2842 | 1635 | 222 | 1990.56 | 20490.82 | 16055.7 | 38759.08 | 43906.51 | 0.88276
2017-10-08 | 14:00 | N | 1 | 5.64 | 10 | 5.64 | 13:00 | 195 | 299 | 2842 | 1635 | 195 | 1686.36 | 28420 | 9221.4 | 39522.76 | 47201.15 | 0.83733
2017-10-08 | 15:00 | N | 1.36 | 14.54 | 21.3 | 10 | 14:00 | 205 | 237 | 2842 | 1635 | 278.8 | 3445.98 | 60534.6 | 16350 | 80609.38 | 50048.84 | 1.6106
2017-10-08 | 16:00 | N | 1.53 | 33.15 | 40.32 | 24.24 | 15:00 | 212 | 213 | 2842 | 1380 | 324.36 | 7060.95 | 114589.44 | 33451.2 | 155425.95 | 52529.8 | 2.9588
2017-10-08 | 17:00 | N | 1.77 | 31.68 | 43.46 | 28.95 | 16:00 | 191 | 237 | 2842 | 1380 | 338.07 | 7508.16 | 123513.32 | 39951 | 171310.55 | 54246.41 | 3.158
2017-10-08 | 18:00 | N | 2.11 | 19.73 | 27.5 | 15 | 17:00 | 218 | 258 | 2842 | 1380 | 459.98 | 5090.34 | 78155 | 20700 | 104405.32 | 55157.78 | 1.8928
2017-10-08 | 19:00 | N | 2.61 | 7.17 | 14.07 | 2.99 | 18:00 | 240 | 365 | 2842 | 1380 | 626.4 | 2617.05 | 39986.94 | 4126.2 | 47356.59 | 54923.41 | 0.86223
2017-10-08 | 20:00 | N | 4.57 | 2.75 | 10.03 | 2.75 | 19:00 | 320 | 214 | 2842 | 1426 | 1462.4 | 588.5 | 28505.26 | 3921.5 | 34477.66 | 52975.88 | 0.65082
2017-10-08 | 21:00 | N | 10 | 2.6 | 7.57 | 1.06 | 20:00 | 322 | 178 | 2842 | 1426 | 3220 | 462.8 | 21513.94 | 1511.56 | 26708.3 | 51742.62 | 0.51618
2017-10-08 | 22:00 | N | 20 | 2.95 | 5.08 | 1.35 | 21:00 | 337 | 173 | 2842 | 1426 | 6740 | 510.35 | 14437.36 | 1925.1 | 23612.81 | 49898.77 | 0.47321
2017-10-08 | 23:00 | N | 12 | 12 | 5.6 | 0.5 | 22:00 | 394 | 194 | 2842 | 1426 | 4728 | 2328 | 15915.2 | 713 | 23684.2 | 47340.23 | 0.5003
2017-10-08 | 24:00 | N | 12 | 9.11 | 5.36 | 0.5 | 23:00 | 389 | 265 | 2985 | 1111 | 4668 | 2414.15 | 15999.6 | 555.5 | 23637.25 | 44043.07 | 0.53668
2017-10-09 | 1:00 | N | 3 | 2.6 | 2.85 | 0.5 | 24:00 | 362 | 243 | 2985 | 1111 | 1086 | 631.8 | 8507.25 | 555.5 | 10780.55 | 40815.46 | 0.26413
2017-10-09 | 2:00 | N | 3 | 1 | 2.85 | 0.5 | 1:00 | 294 | 212 | 2985 | 1111 | 882 | 212 | 8507.25 | 555.5 | 10156.75 | 38085.83 | 0.26668
2017-10-09 | 3:00 | N | 2.5 | 1 | 3.2 | 2.99 | 2:00 | 236 | 179 | 2985 | 1111 | 590 | 179 | 9552 | 3321.89 | 13642.89 | 36237.75 | 0.37648
2017-10-09 | 4:00 | N | 2.5 | 1 | 3.2 | 2.99 | 3:00 | 201 | 205 | 2985 | 1717 | 502.5 | 205 | 9552 | 5133.83 | 15393.33 | 35005.96 | 0.43973
2017-10-09 | 5:00 | N | 2.61 | 2.11 | 3.2 | 2.99 | 4:00 | 185 | 205 | 2985 | 1717 | 482.85 | 432.55 | 9552 | 5133.83 | 15601.23 | 34490.49 | 0.45233
2017-10-09 | 6:00 | N | 3 | 3.2 | 3.2 | 2.99 | 5:00 | 207 | 283 | 2985 | 1717 | 621 | 905.6 | 9552 | 5133.83 | 16212.43 | 34669.94 | 0.46762
2017-10-09 | 7:00 | N | 4.7 | 12 | 6.5 | 6.29 | 6:00 | 327 | 438 | 2985 | 1717 | 1536.9 | 5256 | 19402.5 | 10799.93 | 36995.33 | 36244.33 | 1.0207
2017-10-09 | 8:00 | N | 3.11 | 3.11 | 4.69 | 4.48 | 7:00 | 249 | 556 | 2872 | 2219 | 774.39 | 1729.16 | 13469.68 | 9941.12 | 25914.35 | 38850.92 | 0.66702
2017-10-09 | 9:00 | N | 1 | 3.64 | 4.23 | 4 | 8:00 | 256 | 306 | 2872 | 2219 | 256 | 1113.84 | 12148.56 | 8876 | 22394.4 | 40037.77 | 0.55933
2017-10-09 | 10:00 | N | 12 | 4.85 | 5.91 | 5.7 | 9:00 | 156 | 343 | 2872 | 2219 | 1872 | 1663.55 | 16973.52 | 12648.3 | 33157.37 | 41331.95 | 0.80222
2017-10-09 | 11:00 | N | 3.11 | 6.43 | 7.11 | 6.43 | 10:00 | 196 | 315 | 2872 | 2219 | 609.56 | 2025.45 | 20419.92 | 14268.17 | 37323.1 | 44359.79 | 0.84137
2017-10-09 | 12:00 | N | 2.11 | 10 | 10.7 | 10 | 11:00 | 226 | 326 | 2842 | 1635 | 476.86 | 3260 | 30409.4 | 16350 | 50496.26 | 48128.3 | 1.0492
2017-10-09 | 13:00 | N | 1.18 | 11.36 | 16.21 | 11.37 | 12:00 | 222 | 319 | 2842 | 1635 | 261.96 | 3623.84 | 46068.82 | 18589.95 | 68544.57 | 51905.49 | 1.3206
2017-10-09 | 14:00 | N | 2.61 | 20.68 | 34.24 | 20.68 | 13:00 | 195 | 299 | 2842 | 1635 | 508.95 | 6183.32 | 97310.08 | 33811.8 | 137814.15 | 55326.19 | 2.4909
2017-10-09 | 15:00 | N | 2.11 | 32.85 | 55 | 23.46 | 14:00 | 205 | 237 | 2842 | 1635 | 432.55 | 7785.45 | 156310 | 38357.1 | 202885.1 | 58423.37 | 3.4727
2017-10-09 | 16:00 | N | 2.31 | 31.61 | 67.74 | 25 | 15:00 | 212 | 213 | 2842 | 1380 | 489.72 | 6732.93 | 192517.08 | 34500 | 234239.73 | 60649.12 | 3.8622
2017-10-09 | 17:00 | N | 3.5 | 28.07 | 65.79 | 12.92 | 16:00 | 191 | 237 | 2842 | 1380 | 668.5 | 6652.59 | 186975.18 | 17829.6 | 212125.87 | 61972.36 | 3.4229
2017-10-09 | 18:00 | N | 3.2 | 19.5 | 36.47 | 2.99 | 17:00 | 218 | 258 | 2842 | 1380 | 697.6 | 5031 | 103647.74 | 4126.2 | 113502.54 | 62180.79 | 1.8254
2017-10-09 | 19:00 | N | 3.5 | 10.36 | 16.89 | 1 | 18:00 | 240 | 365 | 2842 | 1380 | 840 | 3781.4 | 48001.38 | 1380 | 54002.78 | 61154.76 | 0.88305
2017-10-09 | 20:00 | N | 5.74 | 8.45 | 14.59 | 1 | 19:00 | 320 | 214 | 2842 | 1426 | 1836.8 | 1808.3 | 41464.78 | 1426 | 46535.88 | 58518.44 | 0.79523
2017-10-09 | 21:00 | N | 7.21 | 4.76 | 10.88 | 2.75 | 20:00 | 322 | 178 | 2842 | 1426 | 2321.62 | 847.28 | 30920.96 | 3921.5 | 38011.36 | 56929.4 | 0.66769
2017-10-09 | 22:00 | N | 8.25 | 6.5 | 6.7 | 2.99 | 21:00 | 337 | 173 | 2842 | 1426 | 2780.25 | 1124.5 | 19041.4 | 4263.74 | 27209.89 | 54469.7 | 0.49954
2017-10-09 | 23:00 | N | 15 | 15 | 8 | 0.97 | 22:00 | 394 | 194 | 2842 | 1426 | 5910 | 2910 | 22736 | 1383.22 | 32939.22 | 50815.42 | 0.64821
2017-10-09 | 24:00 | N | 15 | 9.39 | 8 | 0.5 | 23:00 | 389 | 265 | 2985 | 1111 | 5835 | 2488.35 | 23880 | 555.5 | 32758.85 | 46600.21 | 0.70298
2017-10-10 | 1:00 | N | 4 | 3.01 | 7.61 | 0.5 | 24:00 | 362 | 243 | 2985 | 1111 | 1448 | 731.43 | 22715.85 | 555.5 | 25450.78 | 42546 | 0.59819
2017-10-10 | 2:00 | N | 3.5 | 2.11 | 7.61 | 0.5 | 1:00 | 294 | 212 | 2985 | 1111 | 1029 | 447.32 | 22715.85 | 555.5 | 24747.67 | 39342.19 | 0.62904
2017-10-10 | 3:00 | N | 2.61 | 2.2 | 7.61 | 4 | 2:00 | 236 | 179 | 2985 | 1111 | 615.96 | 393.8 | 22715.85 | 4444 | 28169.61 | 36988.59 | 0.76158
2017-10-10 | 4:00 | N | 2.61 | 1.21 | 7.11 | 4 | 3:00 | 201 | 205 | 2985 | 1717 | 524.61 | 248.05 | 21223.35 | 6868 | 28864.01 | 35403.38 | 0.81529
2017-10-10 | 5:00 | N | 2.61 | 2.2 | 7.11 | 2.99 | 4:00 | 185 | 205 | 2985 | 1717 | 482.85 | 451 | 21223.35 | 5133.83 | 27291.03 | 34339.02 | 0.79475
2017-10-10 | 6:00 | N | 8.61 | 8 | 7.11 | 2.99 | 5:00 | 207 | 283 | 2985 | 1717 | 1782.27 | 2264 | 21223.35 | 5133.83 | 30403.45 | 34140.89 | 0.89053
2017-10-10 | 7:00 | N | 7.73 | 29 | 9.03 | 5.44 | 6:00 | 327 | 438 | 2985 | 1717 | 2527.71 | 12702 | 26954.55 | 9340.48 | 51524.74 | 35376.81 | 1.4565
2017-10-10 | 8:00 | N | 8.25 | 6.86 | 10.2 | 4.82 | 7:00 | 249 | 556 | 2872 | 2219 | 2054.25 | 3814.16 | 29294.4 | 10695.58 | 45858.39 | 37963.67 | 1.208
2017-10-10 | 9:00 | N | 4 | 4.13 | 6 | 4.69 | 8:00 | 256 | 306 | 2872 | 2219 | 1024 | 1263.78 | 17232 | 10407.11 | 29926.89 | 38768.93 | 0.77193
2017-10-10 | 10:00 | N | 12.76 | 9.1 | 9.3 | 6.02 | 9:00 | 156 | 343 | 2872 | 2219 | 1990.56 | 3121.3 | 26709.6 | 13358.38 | 45179.84 | 38360.3 | 1.1778
2017-10-10 | 11:00 | N | 4.61 | 6 | 7.18 | 6.97 | 10:00 | 196 | 315 | 2872 | 2219 | 903.56 | 1890 | 20620.96 | 15466.43 | 38880.95 | 38605.73 | 1.0071
2017-10-10 | 12:00 | N | 4 | 4.96 | 5.74 | 5.53 | 11:00 | 226 | 326 | 2842 | 1635 | 904 | 1616.96 | 16313.08 | 9041.55 | 27875.59 | 38934.97 | 0.71595
2017-10-10 | 13:00 | N | 3.5 | 4.58 | 6.5 | 6.29 | 12:00 | 222 | 319 | 2842 | 1635 | 777 | 1461.02 | 18473 | 10284.15 | 30995.17 | 38995.56 | 0.79484
2017-10-10 | 14:00 | N | 3.08 | 8.42 | 10.3 | 10 | 13:00 | 195 | 299 | 2842 | 1635 | 600.6 | 2517.58 | 29272.6 | 16350 | 48740.78 | 39140.95 | 1.2453
2017-10-10 | 15:00 | N | 2.61 | 8.74 | 13.08 | 2.99 | 14:00 | 205 | 237 | 2842 | 1635 | 535.05 | 2071.38 | 37173.36 | 4888.65 | 44668.44 | 39588.44 | 1.1283
2017-10-10 | 16:00 | N | 2.61 | 4.78 | 11 | 2.99 | 15:00 | 212 | 213 | 2842 | 1380 | 553.32 | 1018.14 | 31262 | 4126.2 | 36959.66 | 39817.02 | 0.92824
2017-10-10 | 17:00 | N | 2 | 4.92 | 9.83 | 4.42 | 16:00 | 191 | 237 | 2842 | 1380 | 382 | 1166.04 | 27936.86 | 6099.6 | 35584.5 | 40090.6 | 0.8876
2017-10-10 | 18:00 | N | 3.5 | 9.34 | 11.55 | 2.99 | 17:00 | 218 | 258 | 2842 | 1380 | 763 | 2409.72 | 32825.1 | 4126.2 | 40124.02 | 40426.62 | 0.99251
2017-10-10 | 19:00 | N | 4 | 9.11 | 12 | 0.99 | 18:00 | 240 | 365 | 2842 | 1380 | 960 | 3325.15 | 34104 | 1366.2 | 39755.35 | 40050.1 | 0.99264
2017-10-10 | 20:00 | N | 6 | 9.1 | 14.5 | 0.99 | 19:00 | 320 | 214 | 2842 | 1426 | 1920 | 1947.4 | 41209 | 1411.74 | 46488.14 | 39505.79 | 1.1767
2017-10-10 | 21:00 | N | 9.11 | 4.34 | 10.15 | 1.22 | 20:00 | 322 | 178 | 2842 | 1426 | 2933.42 | 772.52 | 28846.3 | 1739.72 | 34291.96 | 40404.88 | 0.84871
2017-10-10 | 22:00 | N | 8.61 | 4.49 | 5.13 | 0.97 | 21:00 | 337 | 173 | 2842 | 1426 | 2901.57 | 776.77 | 14579.46 | 1383.22 | 19641.02 | 39990.78 | 0.49114
2017-10-10 | 23:00 | N | 12 | 15 | 7.11 | 0.97 | 22:00 | 394 | 194 | 2842 | 1426 | 4728 | 2910 | 20206.62 | 1383.22 | 29227.84 | 38171.31 | 0.7657
2017-10-10 | 24:00 | N | 12 | 10 | 7.61 | 0.97 | 23:00 | 389 | 265 | 2985 | 1111 | 4668 | 2650 | 22715.85 | 1077.67 | 31111.52 | 35279.17 | 0.88187
2017-10-11 | 1:00 | N | 7.28 | 3.03 | 5.5 | 0.5 | 24:00 | 362 | 243 | 2985 | 1111 | 2635.36 | 736.29 | 16417.5 | 555.5 | 20344.65 | 32356.67 | 0.62876
2017-10-11 | 2:00 | N | 4 | 1.01 | 5 | 0.5 | 1:00 | 294 | 212 | 2985 | 1111 | 1176 | 214.12 | 14925 | 555.5 | 16870.62 | 30407.95 | 0.55481
2017-10-11 | 3:00 | N | 3.5 | 1 | 4.43 | 2.99 | 2:00 | 236 | 179 | 2985 | 1111 | 826 | 179 | 13223.55 | 3321.89 | 17550.44 | 29243.74 | 0.60014
2017-10-11 | 4:00 | N | 3.54 | 0.95 | 4.14 | 2.99 | 3:00 | 201 | 205 | 2985 | 1717 | 711.54 | 194.75 | 12357.9 | 5133.83 | 18398.02 | 28489.28 | 0.64579
2017-10-11 | 5:00 | N | 4 | 1.59 | 3.75 | 2.99 | 4:00 | 185 | 205 | 2985 | 1717 | 740 | 325.95 | 11193.75 | 5133.83 | 17393.53 | 28181.5 | 0.6172
2017-10-11 | 6:00 | N | 20 | 7.79 | 7.11 | 2.99 | 5:00 | 207 | 283 | 2985 | 1717 | 4140 | 2204.57 | 21223.35 | 5133.83 | 32701.75 | 28472.06 | 1.1486
2017-10-11 | 7:00 | N | 7.33 | 12.89 | 8.11 | 4.22 | 6:00 | 327 | 438 | 2985 | 1717 | 2396.91 | 5645.82 | 24208.35 | 7245.74 | 39496.82 | 30173.98 | 1.309
2017-10-11 | 8:00 | N | 5.7 | 6.45 | 6.65 | 6.15 | 7:00 | 249 | 556 | 2872 | 2219 | 1419.3 | 3586.2 | 19098.8 | 13646.85 | 37751.15 | 33322.46 | 1.1329
2017-10-11 | 9:00 | N | 3.5 | 7.42 | 7.62 | 4 | 8:00 | 256 | 306 | 2872 | 2219 | 896 | 2270.52 | 21884.64 | 8876 | 33927.16 | 34462.38 | 0.98447
2017-10-11 | 10:00 | N | 14.2 | 4.8 | 5 | 4 | 9:00 | 156 | 343 | 2872 | 2219 | 2215.2 | 1646.4 | 14360 | 8876 | 27097.6 | 34418.48 | 0.7873
2017-10-11 | 11:00 | N | 2.61 | 3.39 | 4.03 | 3 | 10:00 | 196 | 315 | 2872 | 2219 | 511.56 | 1067.85 | 11574.16 | 6657 | 19810.57 | 35251.25 | 0.56198
2017-10-11 | 12:00 | N | 3.11 | 4.56 | 4.83 | 4.62 | 11:00 | 226 | 326 | 2842 | 1635 | 702.86 | 1486.56 | 13726.86 | 7553.7 | 23469.98 | 36021.19 | 0.65156
2017-10-11 | 13:00 | N | 2.01 | 4.69 | 5.46 | 5.25 | 12:00 | 222 | 319 | 2842 | 1635 | 446.22 | 1496.11 | 15517.32 | 8583.75 | 26043.4 | 36927.25 | 0.70526
2017-10-11 | 14:00 | N | 2.11 | 8.8 | 10.21 | 10 | 13:00 | 195 | 299 | 2842 | 1635 | 411.45 | 2631.2 | 29016.82 | 16350 | 48409.47 | 37738.76 | 1.2828
2017-10-11 | 15:00 | N | 1 | 8.71 | 12.21 | 2.99 | 14:00 | 205 | 237 | 2842 | 1635 | 205 | 2064.27 | 34700.82 | 4888.65 | 41858.74 | 39034.79 | 1.0723
2017-10-11 | 16:00 | N | 1.48 | 9.46 | 18.55 | 2.99 | 15:00 | 212 | 213 | 2842 | 1380 | 313.76 | 2014.98 | 52719.1 | 4126.2 | 59174.04 | 40252.22 | 1.4701
2017-10-11 | 17:00 | N | 2 | 5.43 | 14.13 | 3.21 | 16:00 | 191 | 237 | 2842 | 1380 | 382 | 1286.91 | 40157.46 | 4429.8 | 46256.17 | 41488.72 | 1.1149
2017-10-11 | 18:00 | N | 3.5 | 5.08 | 8.87 | 2.99 | 17:00 | 218 | 258 | 2842 | 1380 | 763 | 1310.64 | 25208.54 | 4126.2 | 31408.38 | 42645.39 | 0.7365
2017-10-11 | 19:00 | N | 8.11 | 4.92 | 9.49 | 1.04 | 18:00 | 240 | 365 | 2842 | 1380 | 1946.4 | 1795.8 | 26970.58 | 1435.2 | 32147.98 | 42762.67 | 0.75178
2017-10-11 | 20:00 | N | 8.61 | 3.49 | 7.26 | 0.97 | 19:00 | 320 | 214 | 2842 | 1426 | 2755.2 | 746.86 | 20632.92 | 1383.22 | 25518.2 | 41923.88 | 0.60868
2017-10-11 | 21:00 | N | 12.38 | 2.03 | 5.19 | 0.97 | 20:00 | 322 | 178 | 2842 | 1426 | 3986.36 | 361.34 | 14749.98 | 1383.22 | 20480.9 | 42276.43 | 0.48445
2017-10-11 | 22:00 | N | 10.63 | 5.07 | 7.11 | 0.97 | 21:00 | 337 | 173 | 2842 | 1426 | 3582.31 | 877.11 | 20206.62 | 1383.22 | 26049.26 | 41613.7 | 0.62598
2017-10-11 | 23:00 | N | 50 | 34 | 8 | 0.5 | 22:00 | 394 | 194 | 2842 | 1426 | 19700 | 6596 | 22736 | 713 | 49745 | 39647.9 | 1.2547
2017-10-11 | 24:00 | N | 30 | 14 | 8 | 0.5 | 23:00 | 389 | 265 | 2985 | 1111 | 11670 | 3710 | 23880 | 555.5 | 39815.5 | 36662.22 | 1.086
2017-10-12 | 1:00 | N | 10.42 | 4.31 | 7.11 | 0.5 | 24:00 | 362 | 243 | 2985 | 1111 | 3772.04 | 1047.33 | 21223.35 | 555.5 | 26598.22 | 33531.23 | 0.79324
2017-10-12 | 2:00 | N | 8.61 | 2.6 | 7.11 | 0.5 | 1:00 | 294 | 212 | 2985 | 1111 | 2531.34 | 551.2 | 21223.35 | 555.5 | 24861.39 | 31337.95 | 0.79333
2017-10-12 | 3:00 | N | 7.61 | 2.2 | 7.11 | 4.19 | 2:00 | 236 | 179 | 2985 | 1111 | 1795.96 | 393.8 | 21223.35 | 4655.09 | 28068.2 | 29882.48 | 0.93929
2017-10-12 | 4:00 | N | 6.77 | 1.35 | 7.11 | 4 | 3:00 | 201 | 205 | 2985 | 1717 | 1360.77 | 276.75 | 21223.35 | 6868 | 29728.87 | 29073.41 | 1.0225
2017-10-12 | 5:00 | N | 6 | 2.2 | 7.11 | 2.99 | 4:00 | 185 | 205 | 2985 | 1717 | 1110 | 451 | 21223.35 | 5133.83 | 27918.18 | 28747.81 | 0.97114
2017-10-12 | 6:00 | N | 31.33 | 9.11 | 7.11 | 2.99 | 5:00 | 207 | 283 | 2985 | 1717 | 6485.31 | 2578.13 | 21223.35 | 5133.83 | 35420.62 | 29106.87 | 1.2169
2017-10-12 | 7:00 | N | 8.61 | 22 | 9.1 | 8.89 | 6:00 | 327 | 438 | 2985 | 1717 | 2815.47 | 9636 | 27163.5 | 15264.13 | 54879.1 | 30817.04 | 1.7808
2017-10-12 | 8:00 | N | 7.1 | 8 | 9.33 | 8.62 | 7:00 | 249 | 556 | 2872 | 2219 | 1767.9 | 4448 | 26795.76 | 19127.78 | 52139.44 | 34073.08 | 1.5302
2017-10-12 | 9:00 | N | 3.5 | 6.48 | 6.45 | 5.54 | 8:00 | 256 | 306 | 2872 | 2219 | 896 | 1982.88 | 18524.4 | 12293.26 | 33696.54 | 35253.39 | 0.95584
2017-10-12 | 10:00 | N | 30.07 | 7.48 | 7.61 | 7.4 | 9:00 | 156 | 343 | 2872 | 2219 | 4690.92 | 2565.64 | 21855.92 | 16420.6 | 45533.08 | 35598.57 | 1.2791
2017-10-12 | 11:00 | N | 3.11 | 5 | 5.21 | 5 | 10:00 | 196 | 315 | 2872 | 2219 | 609.56 | 1575 | 14963.12 | 11095 | 28242.68 | 37036.78 | 0.76256
2017-10-12 | 12:00 | N | 4.27 | 7.35 | 7.63 | 7.42 | 11:00 | 226 | 326 | 2842 | 1635 | 965.02 | 2396.1 | 21684.46 | 12131.7 | 37177.28 | 39083.46 | 0.95123
2017-10-12 | 13:00 | N | 2.31 | 7.15 | 8.1 | 7.89 | 12:00 | 222 | 319 | 2842 | 1635 | 512.82 | 2280.85 | 23020.2 | 12900.15 | 38714.02 | 41310.96 | 0.93714
2017-10-12 | 14:00 | N | 2.31 | 9.51 | 11 | 10 | 13:00 | 195 | 299 | 2842 | 1635 | 450.45 | 2843.49 | 31262 | 16350 | 50905.94 | 43793.56 | 1.1624
2017-10-12 | 15:00 | N | 2.11 | 13.75 | 18.85 | 10 | 14:00 | 205 | 237 | 2842 | 1635 | 432.55 | 3258.75 | 53571.7 | 16350 | 73613 | 46834.9 | 1.5718
2017-10-12 | 16:00 | N | 2.11 | 18.24 | 35.3 | 18.24 | 15:00 | 212 | 213 | 2842 | 1380 | 447.32 | 3885.12 | 100322.6 | 25171.2 | 129826.24 | 49599.08 | 2.6175
2017-10-12 | 17:00 | N | 2.31 | 22 | 42.23 | 21.58 | 16:00 | 191 | 237 | 2842 | 1380 | 441.21 | 5214 | 120017.66 | 29780.4 | 155453.27 | 51830.76 | 2.9992
2017-10-12 | 18:00 | N | 3.11 | 10.53 | 24.96 | 8 | 17:00 | 218 | 258 | 2842 | 1380 | 677.98 | 2716.74 | 70936.32 | 11040 | 85371.04 | 53206.28 | 1.6045
2017-10-12 | 19:00 | N | 7.16 | 6.66 | 11.44 | 1.29 | 18:00 | 240 | 365 | 2842 | 1380 | 1718.4 | 2430.9 | 32512.48 | 1780.2 | 38441.98 | 52929.42 | 0.72629
2017-10-12 | 20:00 | N | 7.15 | 2.31 | 8.74 | 1 | 19:00 | 320 | 214 | 2842 | 1426 | 2288 | 494.34 | 24839.08 | 1426 | 29047.42 | 51262.36 | 0.56664
2017-10-12 | 21:00 | N | 10.23 | 2.31 | 9.43 | 1.41 | 20:00 | 322 | 178 | 2842 | 1426 | 3294.06 | 411.18 | 26800.06 | 2010.66 | 32515.96 | 50581.81 | 0.64284
2017-10-12 | 22:00 | N | 9.25 | 8 | 9.69 | 1.01 | 21:00 | 337 | 173 | 2842 | 1426 | 3117.25 | 1384 | 27538.98 | 1440.26 | 33480.49 | 49132.92 | 0.68143
2017-10-12 | 23:00 | N | 15 | 24 | 8 | 0.97 | 22:00 | 394 | 194 | 2842 | 1426 | 5910 | 4656 | 22736 | 1383.22 | 34685.22 | 46663.08 | 0.74331
2017-10-12 | 24:00 | N | 15 | 12.76 | 8 | 0.97 | 23:00 | 389 | 265 | 2985 | 1111 | 5835 | 3381.4 | 23880 | 1077.67 | 34174.07 | 43183.54 | 0.79137
2017-10-13 | 1:00 | N | 2.5 | 4.4 | 3.65 | 0.61 | 24:00 | 362 | 243 | 2985 | 1111 | 905 | 1069.2 | 10895.25 | 677.71 | 13547.16 | 39612.02 | 0.342
2017-10-13 | 2:00 | N | 2.5 | 2.49 | 3.65 | 0.5 | 1:00 | 294 | 212 | 2985 | 1111 | 735 | 527.88 | 10895.25 | 555.5 | 12713.63 | 36819.86 | 0.34529
2017-10-13 | 3:00 | N | 2.5 | 2.2 | 4.4 | 5 | 2:00 | 236 | 179 | 2985 | 1111 | 590 | 393.8 | 13134 | 5555 | 19672.8 | 34948.81 | 0.5629
2017-10-13 | 4:00 | N | 2.5 | 2.11 | 4.14 | 5 | 3:00 | 201 | 205 | 2985 | 1717 | 502.5 | 432.55 | 12357.9 | 8585 | 21877.95 | 33596.17 | 0.6512
2017-10-13 | 5:00 | N | 2.5 | 2.61 | 3.65 | 2.99 | 4:00 | 185 | 205 | 2985 | 1717 | 462.5 | 535.05 | 10895.25 | 5133.83 | 17026.63 | 32935.63 | 0.51697
2017-10-13 | 6:00 | N | 3.11 | 12 | 3.65 | 2.99 | 5:00 | 207 | 283 | 2985 | 1717 | 643.77 | 3396 | 10895.25 | 5133.83 | 20068.85 | 33089.54 | 0.6065
2017-10-13 | 7:00 | N | 8.11 | 29 | 10.52 | 5 | 6:00 | 327 | 438 | 2985 | 1717 | 2651.97 | 12702 | 31402.2 | 8585 | 55341.17 | 34851.69 | 1.5879
2017-10-13 | 8:00 | N | 5.96 | 9.44 | 11 | 5 | 7:00 | 249 | 556 | 2872 | 2219 | 1484.04 | 5248.64 | 31592 | 11095 | 49419.68 | 37972.38 | 1.3015
2017-10-13 | 9:00 | N | 2.61 | 7.47 | 7.81 | 5 | 8:00 | 256 | 306 | 2872 | 2219 | 668.16 | 2285.82 | 22430.32 | 11095 | 36479.3 | 39308.47 | 0.92803
2017-10-13 | 10:00 | N | 11.15 | 6.96 | 6.48 | 4 | 9:00 | 156 | 343 | 2872 | 2219 | 1739.4 | 2387.28 | 18610.56 | 8876 | 31613.24 | 39785.35 | 0.79459
2017-10-13 | 11:00 | N | 2 | 5.99 | 5.99 | 5 | 10:00 | 196 | 315 | 2872 | 2219 | 392 | 1886.85 | 17203.28 | 11095 | 30577.13 | 41984.79 | 0.72829
2017-10-13 | 12:00 | N | 2 | 6.93 | 7 | 6.79 | 11:00 | 226 | 326 | 2842 | 1635 | 452 | 2259.18 | 19894 | 11101.65 | 33706.83 | 45109.55 | 0.74722
2017-10-13 | 13:00 | N | 1 | 6.89 | 7.11 | 6.89 | 12:00 | 222 | 319 | 2842 | 1635 | 222 | 2197.91 | 20206.62 | 11265.15 | 33891.68 | 48391.41 | 0.70037
2017-10-13 | 14:00 | N | 1.66 | 10.81 | 15 | 10.81 | 13:00 | 195 | 299 | 2842 | 1635 | 323.7 | 3232.19 | 42630 | 17674.35 | 63860.24 | 51344.5 | 1.2438
2017-10-13 | 15:00 | N | 2.1 | 22 | 30 | 14.39 | 14:00 | 205 | 237 | 2842 | 1635 | 430.5 | 5214 | 85260 | 23527.65 | 114432.15 | 54109.01 | 2.1148
2017-10-13 | 16:00 | N | 2 | 37.34 | 54.16 | 25 | 15:00 | 212 | 213 | 2842 | 1380 | 424 | 7953.42 | 153922.72 | 34500 | 196800.14 | 56352.29 | 3.4923
2017-10-13 | 17:00 | N | 2.11 | 34.33 | 51.95 | 25 | 16:00 | 191 | 237 | 2842 | 1380 | 403.01 | 8136.21 | 147641.9 | 34500 | 190681.12 | 57825.98 | 3.2975
2017-10-13 | 18:00 | N | 2 | 10.19 | 15.45 | 6.31 | 17:00 | 218 | 258 | 2842 | 1380 | 436 | 2629.02 | 43908.9 | 8707.8 | 55681.72 | 58363.23 | 0.95405
2017-10-13 | 19:00 | N | 2.21 | 5.12 | 9.99 | 1 | 18:00 | 240 | 365 | 2842 | 1380 | 530.4 | 1868.8 | 28391.58 | 1380 | 32170.78 | 57342.15 | 0.56103
2017-10-13 | 20:00 | N | 3.5 | 4.86 | 11 | 0.97 | 19:00 | 320 | 214 | 2842 | 1426 | 1120 | 1040.04 | 31262 | 1383.22 | 34805.26 | 54628.59 | 0.63713
2017-10-13 | 21:00 | N | 8.61 | 3.17 | 6.86 | 1 | 20:00 | 322 | 178 | 2842 | 1426 | 2772.42 | 564.26 | 19496.12 | 1426 | 24258.8 | 52814.53 | 0.45932
2017-10-13 | 22:00 | N | 10.08 | 4.82 | 5.02 | 1 | 21:00 | 337 | 173 | 2842 | 1426 | 3396.96 | 833.86 | 14266.84 | 1426 | 19923.66 | 50624.22 | 0.39356
2017-10-13 | 23:00 | N | 15 | 19 | 5.56 | 0.71 | 22:00 | 394 | 194 | 2842 | 1426 | 5910 | 3686 | 15801.52 | 1012.46 | 26409.98 | 48253.59 | 0.54732
2017-10-13 | 24:00 | N | 15 | 13.34 | 5.18 | 0.71 | 23:00 | 389 | 265 | 2985 | 1111 | 5835 | 3535.1 | 15462.3 | 788.81 | 25621.21 | 45416.2 | 0.56414
2017-10-14 | 1:00 | N | 5.74 | 8 | 7.37 | 0.61 | 24:00 | 362 | 243 | 2985 | 1111 | 2077.88 | 1944 | 21999.45 | 677.71 | 26699.04 | 42444.76 | 0.62903
2017-10-14 | 2:00 | N | 2.83 | 2.61 | 4.65 | 0.5 | 1:00 | 294 | 212 | 2985 | 1111 | 832.02 | 553.32 | 13880.25 | 555.5 | 15821.09 | 39595.55 | 0.39957
2017-10-14 | 3:00 | N | 2.61 | 2.61 | 6.5 | 10 | 2:00 | 236 | 179 | 2985 | 1111 | 615.96 | 467.19 | 19402.5 | 11110 | 31595.65 | 37438.46 | 0.84394
2017-10-14 | 4:00 | N | 2.22 | 2.11 | 6.5 | 10 | 3:00 | 201 | 205 | 2985 | 1717 | 446.22 | 432.55 | 19402.5 | 17170 | 37451.27 | 35920.91 | 1.0426
2017-10-14 | 5:00 | N | 2.11 | 2.61 | 6.5 | 5 | 4:00 | 185 | 205 | 2985 | 1717 | 390.35 | 535.05 | 19402.5 | 8585 | 28912.9 | 34910.19 | 0.82821
2017-10-14 | 6:00 | N | 12.35 | 20 | 6.5 | 5 | 5:00 | 207 | 283 | 2985 | 1717 | 2556.45 | 5660 | 19402.5 | 8585 | 36203.95 | 34376.42 | 1.0532
2017-10-14 | 7:00 | N | 10.66 | 62 | 7.61 | 10 | 6:00 | 327 | 438 | 2985 | 1717 | 3485.82 | 27156 | 22715.85 | 17170 | 70527.67 | 34557.27 | 2.0409
2017-10-14 | 8:00 | N | 7.58 | 8 | 7.61 | 7.4 | 7:00 | 249 | 556 | 2872 | 2219 | 1887.42 | 4448 | 21855.92 | 16420.6 | 44611.94 | 35434.54 | 1.259
2017-10-14 | 9:00 | N | 3.5 | 6.83 | 6 | 5.79 | 8:00 | 256 | 306 | 2872 | 2219 | 896 | 2089.98 | 17232 | 12848.01 | 33065.99 | 36326.39 | 0.91025
2017-10-14 | 10:00 | N | 15.98 | 12 | 7.81 | 5 | 9:00 | 156 | 343 | 2872 | 2219 | 2492.88 | 4116 | 22430.32 | 11095 | 40134.2 | 38046.98 | 1.0549
2017-10-14 | 11:00 | N | 3.11 | 7.94 | 8.11 | 5 | 10:00 | 196 | 315 | 2872 | 2219 | 609.56 | 2501.1 | 23291.92 | 11095 | 37497.58 | 41408.02 | 0.90556
2017-10-14 | 12:00 | N | 2.61 | 8.6 | 8.6 | 8.39 | 11:00 | 226 | 326 | 2842 | 1635 | 589.86 | 2803.6 | 24441.2 | 13717.65 | 41552.31 | 44895.34 | 0.92554
2017-10-14 | 13:00 | N | 1.64 | 7.11 | 7.31 | 7.1 | 12:00 | 222 | 319 | 2842 | 1635 | 364.08 | 2268.09 | 20775.02 | 11608.5 | 35015.69 | 48181.26 | 0.72675
2017-10-14 | 14:00 | N | 1.01 | 9.03 | 10.21 | 10 | 13:00 | 195 | 299 | 2842 | 1635 | 196.95 | 2699.97 | 29016.82 | 16350 | 48263.74 | 50854.97 | 0.94905
2017-10-14 | 15:00 | N | 2 | 18.66 | 23.83 | 5.94 | 14:00 | 205 | 237 | 2842 | 1635 | 410 | 4422.42 | 67724.86 | 9711.9 | 82269.18 | 53214.61 | 1.546
2017-10-14 | 16:00 | N | 2.11 | 37.78 | 46.51 | 10 | 15:00 | 212 | 213 | 2842 | 1380 | 447.32 | 8047.14 | 132181.42 | 13800 | 154475.88 | 54943.51 | 2.8115
2017-10-14 | 17:00 | N | 2.31 | 23.72 | 29.45 | 10 | 16:00 | 191 | 237 | 2842 | 1380 | 441.21 | 5621.64 | 83696.9 | 13800 | 103559.75 | 56159.89 | 1.844
2017-10-14 | 18:00 | N | 2.06 | 12.34 | 18.95 | 10 | 17:00 | 218 | 258 | 2842 | 1380 | 449.08 | 3183.72 | 53855.9 | 13800 | 71288.7 | 56475.75 | 1.2623
2017-10-14 | 19:00 | N | 2.61 | 8.11 | 10 | 2.03 | 18:00 | 240 | 365 | 2842 | 1380 | 626.4 | 2960.15 | 28420 | 2801.4 | 34807.95 | 55438.52 | 0.62787
2017-10-14 | 20:00 | N | 3.5 | 6.71 | 8.48 | 1 | 19:00 | 320 | 214 | 2842 | 1426 | 1120 | 1435.94 | 24100.16 | 1426 | 28082.1 | 53079.64 | 0.52906
2017-10-14 | 21:00 | N | 8.61 | 3.11 | 5.23 | 1 | 20:00 | 322 | 178 | 2842 | 1426 | 2772.42 | 553.58 | 14863.66 | 1426 | 19615.66 | 51738.37 | 0.37913
2017-10-14 | 22:00 | N | 9.25 | 6.8 | 7 | 1.11 | 21:00 | 337 | 173 | 2842 | 1426 | 3117.25 | 1176.4 | 19894 | 1582.86 | 25770.51 | 49867.78 | 0.51678
2017-10-14 | 23:00 | N | 12 | 24 | 7 | 0.71 | 22:00 | 394 | 194 | 2842 | 1426 | 4728 | 4656 | 19894 | 1012.46 | 30290.46 | 47631.35 | 0.63594
2017-10-14 | 24:00 | N | 12 | 13.52 | 7 | 0.71 | 23:00 | 389 | 265 | 2985 | 1111 | 4668 | 3582.8 | 20895 | 788.81 | 29934.61 | 44924.08 | 0.66634
2017-10-15 | 1:00 | N | 9.06 | 6.3 | 6.5 | 0.61 | 24:00 | 362 | 243 | 2985 | 1111 | 3279.72 | 1530.9 | 19402.5 | 677.71 | 24890.83 | 42033.78 | 0.59216
2017-10-15 | 2:00 | N | 3.5 | 2.11 | 4.65 | 0.61 | 1:00 | 294 | 212 | 2985 | 1111 | 1029 | 447.32 | 13880.25 | 677.71 | 16034.28 | 39366.36 | 0.40731
2017-10-15 | 3:00 | N | 3.11 | 1 | 5.53 | 5 | 2:00 | 236 | 179 | 2985 | 1111 | 733.96 | 179 | 16507.05 | 5555 | 22975.01 | 37244.22 | 0.61687
2017-10-15 | 4:00 | N | 4.49 | 1 | 5.21 | 5 | 3:00 | 201 | 205 | 2985 | 1717 | 902.49 | 205 | 15551.85 | 8585 | 25244.34 | 35606.15 | 0.70899
2017-10-15 | 5:00 | N | 8.11 | 2.61 | 4.65 | 3.65 | 4:00 | 185 | 205 | 2985 | 1717 | 1500.35 | 535.05 | 13880.25 | 6267.05 | 22182.7 | 34534.61 | 0.64233
2017-10-15 | 6:00 | N | 50 | 22 | 7.61 | 3.91 | 5:00 | 207 | 283 | 2985 | 1717 | 10350 | 6226 | 22715.85 | 6713.47 | 46005.32 | 33784.04 | 1.3617
2017-10-15 | 7:00 | N | 30.21 | 900 | 8 | 7.79 | 6:00 | 327 | 438 | 2985 | 1717 | 9878.67 | 394200 | 23880 | 13375.43 | 441334.1 | 33266.76 | 13.2665
2017-10-15 | 8:00 | N | 13.67 | 7.61 | 7.61 | 7.4 | 7:00 | 249 | 556 | 2872 | 2219 | 3403.83 | 4231.16 | 21855.92 | 16420.6 | 45911.51 | 33040.86 | 1.3895
2017-10-15 | 9:00 | N | 9.36 | 8 | 7.61 | 7.4 | 8:00 | 256 | 306 | 2872 | 2219 | 2396.16 | 2448 | 21855.92 | 16420.6 | 43120.68 | 33363.9 | 1.2924
2017-10-15 | 10:00 | N | 26.81 | 12 | 10 | 10 | 9:00 | 156 | 343 | 2872 | 2219 | 4182.36 | 4116 | 28720 | 22190 | 59208.36 | 34598.04 | 1.7113
2017-10-15 | 11:00 | N | 6.85 | 8 | 8.2 | 6 | 10:00 | 196 | 315 | 2872 | 2219 | 1342.6 | 2520 | 23550.4 | 13314 | 40727 | 36738.33 | 1.1086
2017-10-15 | 12:00 | N | 7.57 | 9.03 | 9.23 | 9.02 | 11:00 | 226 | 326 | 2842 | 1635 | 1710.82 | 2943.78 | 26231.66 | 14747.7 | 45633.96 | 38681.83 | 1.1797
2017-10-15 | 13:00 | N | 3.5 | 10.5 | 10.71 | 10.5 | 12:00 | 222 | 319 | 2842 | 1635 | 777 | 3349.5 | 30437.82 | 17167.5 | 51731.82 | 40521.92 | 1.2766
2017-10-15 | 14:00 | N | 3.5 | 13.22 | 13.85 | 13.64 | 13:00 | 195 | 299 | 2842 | 1635 | 682.5 | 3952.78 | 39361.7 | 22301.4 | 66298.38 | 42049.89 | 1.5767
2017-10-15 | 15:00 | N | 2 | 17.82 | 18.84 | 4.42 | 14:00 | 205 | 237 | 2842 | 1635 | 410 | 4223.34 | 53543.28 | 7226.7 | 65403.32 | 43273.82 | 1.5114
2017-10-15 | 16:00 | N | 2 | 16.22 | 22.04 | 5.54 | 15:00 | 212 | 213 | 2842 | 1380 | 424 | 3454.86 | 62637.68 | 7645.2 | 74161.74 | 44274.54 | 1.675
2017-10-15 | 17:00 | N | 1 | 4.42 | 15.54 | 4.42 | 16:00 | 191 | 237 | 2842 | 1380 | 191 | 1047.54 | 44164.68 | 6099.6 | 51502.82 | 44704.59 | 1.1521
2017-10-15 | 18:00 | N | 2 | 5.55 | 10.55 | 4.42 | 17:00 | 218 | 258 | 2842 | 1380 | 436 | 1431.9 | 29983.1 | 6099.6 | 37950.6 | 44615.01 | 0.85062
2017-10-15 | 19:00 | N | 3.5 | 10.07 | 14 | 2.01 | 18:00 | 240 | 365 | 2842 | 1380 | 840 | 3675.55 | 39788 | 2773.8 | 47077.35 | 43790.95 | 1.075
2017-10-15 | 20:00 | N | 8.11 | 12.15 | 14.1 | 1.52 | 19:00 | 320 | 214 | 2842 | 1426 | 2595.2 | 2600.1 | 40072.2 | 2167.52 | 47435.02 | 42315.36 | 1.121
2017-10-15 | 21:00 | N | 10 | 3.11 | 7 | 1.46 | 20:00 | 322 | 178 | 2842 | 1426 | 3220 | 553.58 | 19894 | 2081.96 | 25749.54 | 42307.67 | 0.60863
2017-10-15 | 22:00 | N | 50 | 4.8 | 5 | 1.49 | 21:00 | 337 | 173 | 2842 | 1426 | 16850 | 830.4 | 14210 | 2124.74 | 34015.14 | 41280.14 | 0.82401
2017-10-15 | 23:00 | N | 30 | 29.53 | 7 | 0.61 | 22:00 | 394 | 194 | 2842 | 1426 | 11820 | 5728.82 | 19894 | 869.86 | 38312.68 | 39209.03 | 0.97714
2017-10-15 | 24:00 | N | 18 | 12 | 7 | 0.61 | 23:00 | 389 | 265 | 2985 | 1111 | 7002 | 3180 | 20895 | 677.71 | 31754.71 | 36282.92 | 0.8752
2017-10-16 | 1:00 | N | 3.5 | 3.11 | 6.5 | 0.97 | 24:00 | 362 | 243 | 2985 | 1111 | 1267 | 755.73 | 19402.5 | 1077.67 | 22502.9 | 33196.14 | 0.67788
2017-10-16 | 2:00 | N | 2.42 | 1 | 6.5 | 0.97 | 1:00 | 294 | 212 | 2985 | 1111 | 711.48 | 212 | 19402.5 | 1077.67 | 21403.65 | 30901.35 | 0.69264
2017-10-16 | 3:00 | N | 2.11 | 1.15 | 7.65 | 15 | 2:00 | 236 | 179 | 2985 | 1111 | 497.96 | 205.85 | 22835.25 | 16665 | 40204.06 | 29423.44 | 1.3664
2017-10-16 | 4:00 | N | 2 | 1.17 | 7.65 | 15 | 3:00 | 201 | 205 | 2985 | 1717 | 402 | 239.85 | 22835.25 | 25755 | 49232.1 | 28531.68 | 1.7255
2017-10-16 | 5:00 | N | 2.11 | 2.61 | 6.21 | 6 | 4:00 | 185 | 205 | 2985 | 1717 | 390.35 | 535.05 | 18536.85 | 10302 | 29764.25 | 28176.88 | 1.0563
2017-10-16 | 6:00 | N | 10 | 8.61 | 7.61 | 6 | 5:00 | 207 | 283 | 2985 | 1717 | 2070 | 2436.63 | 22715.85 | 10302 | 37524.48 | 28490.76 | 1.3171
2017-10-16 | 7:00 | N | 8.61 | 21 | 8.01 | 6 | 6:00 | 327 | 438 | 2985 | 1717 | 2815.47 | 9198 | 23909.85 | 10302 | 46225.32 | 30168.56 | 1.5322
2017-10-16 | 8:00 | N | 5.04 | 7.37 | 7.61 | 7.37 | 7:00 | 249 | 556 | 2872 | 2219 | 1254.96 | 4097.72 | 21855.92 | 16354.03 | 43562.63 | 33256.1 | 1.3099
2017-10-16 | 9:00 | N | 3.11 | 8.61 | 8.3 | 6 | 8:00 | 256 | 306 | 2872 | 2219 | 796.16 | 2634.66 | 23837.6 | 13314 | 40582.42 | 34414.31 | 1.1792
2017-10-16 | 10:00 | N | 35 | 15 | 14 | 14 | 9:00 | 156 | 343 | 2872 | 2219 | 5460 | 5145 | 40208 | 31066 | 81879 | 34427.02 | 2.3783
2017-10-16 | 11:00 | N | 8.11 | 12.11 | 14 | 12.11 | 10:00 | 196 | 315 | 2872 | 2219 | 1589.56 | 3814.65 | 40208 | 26872.09 | 72484.3 | 35184.28 | 2.0601
2017-10-16 | 12:00 | N | 9.11 | 15.91 | 16 | 16 | 11:00 | 226 | 326 | 2842 | 1635 | 2058.86 | 5186.66 | 45472 | 26160 | 78877.52 | 35992.53 | 2.1915
2017-10-16 | 13:00 | N | 3.11 | 10.8 | 11.45 | 11.24 | 12:00 | 222 | 319 | 2842 | 1635 | 690.42 | 3445.2 | 32540.9 | 18377.4 | 55053.92 | 36705.29 | 1.4999
2017-10-16 | 14:00 | N | 2.75 | 12.1 | 12.82 | 12.61 | 13:00 | 195 | 299 | 2842 | 1635 | 536.25 | 3617.9 | 36434.44 | 20617.35 | 61205.94 | 37324.82 | 1.6398
2017-10-16 | 15:00 | N | 2 | 13.76 | 17.07 | 4.75 | 14:00 | 205 | 237 | 2842 | 1635 | 410 | 3261.12 | 48512.94 | 7766.25 | 59950.31 | 38168.53 | 1.5707
2017-10-16 | 16:00 | N | 2 | 11.55 | 20.3 | 4.75 | 15:00 | 212 | 213 | 2842 | 1380 | 424 | 2460.15 | 57692.6 | 6555 | 67131.75 | 38986.59 | 1.7219
2017-10-16 | 17:00 | N | 2 | 6.33 | 17.59 | 4.75 | 16:00 | 191 | 237 | 2842 | 1380 | 382 | 1500.21 | 49990.78 | 6555 | 58427.99 | 39837.87 | 1.4666
2017-10-16 | 18:00 | N | 3.5 | 7.61 | 16 | 2.99 | 17:00 | 218 | 258 | 2842 | 1380 | 763 | 1963.38 | 45472 | 4126.2 | 52324.58 | 40550.08 | 1.2904
2017-10-16 | 19:00 | N | 5.84 | 11.4 | 14 | 2.99 | 18:00 | 240 | 365 | 2842 | 1380 | 1401.6 | 4161 | 39788 | 4126.2 | 49476.8 | 40437.54 | 1.2235
2017-10-16 | 20:00 | N | 17.49 | 9.82 | 15 | 2.99 | 19:00 | 320 | 214 | 2842 | 1426 | 5596.8 | 2101.48 | 42630 | 4263.74 | 54592.02 | 39645.5 | 1.377
2017-10-16 | 21:00 | N | 21.86 | 3.77 | 8.77 | 2.99 | 20:00 | 322 | 178 | 2842 | 1426 | 7038.92 | 671.06 | 24924.34 | 4263.74 | 36898.06 | 40055.32 | 0.92118
2017-10-16 | 22:00 | N | 21.44 | 7.04 | 7.1 | 2.99 | 21:00 | 337 | 173 | 2842 | 1426 | 7225.28 | 1217.92 | 20178.2 | 4263.74 | 32885.14 | 39136.13 | 0.84028
2017-10-16 | 23:00 | N | 17 | 16.83 | 7.62 | 0.97 | 22:00 | 394 | 194 | 2842 | 1426 | 6698 | 3265.02 | 21656.04 | 1383.22 | 33002.28 | 36907.47 | 0.89419
2017-10-16 | 24:00 | N | 12 | 10 | 7.61 | 0.97 | 23:00 | 389 | 265 | 2985 | 1111 | 4668 | 2650 | 22715.85 | 1077.67 | 31111.52 | 33833.65 | 0.91954
2017-10-17 | 1:00 | N | 15 | 7 | 6.65 | 0.5 | 24:00 | 362 | 243 | 2985 | 1111 | 5430 | 1701 | 19850.25 | 555.5 | 27536.75 | 30844.72 | 0.89275
2017-10-17 | 2:00 | N | 9.66 | 3.11 | 6 | 0.5 | 1:00 | 294 | 212 | 2985 | 1111 | 2840.04 | 659.32 | 17910 | 555.5 | 21964.86 | 28882.19 | 0.7605
2017-10-17 | 3:00 | N | 8.82 | 2.61 | 6 | 5 | 2:00 | 236 | 179 | 2985 | 1111 | 2081.52 | 467.19 | 17910 | 5555 | 26013.71 | 27751.59 | 0.93738
2017-10-17 | 4:00 | N | 8.61 | 2.61 | 6 | 5 | 3:00 | 201 | 205 | 2985 | 1717 | 1730.61 | 535.05 | 17910 | 8585 | 28760.66 | 27113.65 | 1.0607
2017-10-17 | 5:00 | N | 8.61 | 5.05 | 6 | 4 | 4:00 | 185 | 205 | 2985 | 1717 | 1592.85 | 1035.25 | 17910 | 6868 | 27406.1 | 26897.46 | 1.0189
2017-10-17 | 6:00 | N | 30 | 12 | 6.65 | 4 | 5:00 | 207 | 283 | 2985 | 1717 | 6210 | 3396 | 19850.25 | 6868 | 36324.25 | 27375.86 | 1.3269
2017-10-17 | 7:00 | N | 6.1 | 19 | 8.11 | 5 | 6:00 | 327 | 438 | 2985 | 1717 | 1994.7 | 8322 | 24208.35 | 8585 | 43110.05 | 29203.91 | 1.4762
2017-10-17 | 8:00 | N | 5.6 | 6.53 | 6.65 | 5 | 7:00 | 249 | 556 | 2872 | 2219 | 1394.4 | 3630.68 | 19098.8 | 11095 | 35218.88 | 32557.09 | 1.0818
2017-10-17 | 9:00 | N | 3.5 | 6.6 | 6.65 | 5 | 8:00 | 256 | 306 | 2872 | 2219 | 896 | 2019.6 | 19098.8 | 11095 | 33109.4 | 33857.11 | 0.97792
2017-10-17 | 10:00 | N | 12.95 | 8.21 | 8.11 | 7 | 9:00 | 156 | 343 | 2872 | 2219 | 2020.2 | 2816.03 | 23291.92 | 15533 | 43661.15 | 33788.99 | 1.2922
2017-10-17 | 11:00 | N | 8.61 | 8.11 | 8.18 | 6 | 10:00 | 196 | 315 | 2872 | 2219 | 1687.56 | 2554.65 | 23492.96 | 13314 | 41049.17 | 34356.46 | 1.1948
2017-10-17 | 12:00 | N | 8.56 | 9.26 | 9.46 | 9.25 | 11:00 | 226 | 326 | 2842 | 1635 | 1934.56 | 3018.76 | 26885.32 | 15123.75 | 46962.39 | 34909.41 | 1.3453
2017-10-17 | 13:00 | N | 3.5 | 9.7 | 10 | 9.79 | 12:00 | 222 | 319 | 2842 | 1635 | 777 | 3094.3 | 28420 | 16006.65 | 48297.95 | 35497.84 | 1.3606
2017-10-17 | 14:00 | N | 3.5 | 5.66 | 8.94 | 8.73 | 13:00 | 195 | 299 | 2842 | 1635 | 682.5 | 1692.34 | 25407.48 | 14273.55 | 42055.87 | 36268.3 | 1.1596
2017-10-17 | 15:00 | N | 2.11 | 7.95 | 11.85 | 4.61 | 14:00 | 205 | 237 | 2842 | 1635 | 432.55 | 1884.15 | 33677.7 | 7537.35 | 43531.75 | 37271.02 | 1.168
2017-10-17 | 16:00 | N | 1 | 8.52 | 14.94 | 5 | 15:00 | 212 | 213 | 2842 | 1380 | 212 | 1814.76 | 42459.48 | 6900 | 51386.24 | 38228.62 | 1.3442
2017-10-17 | 17:00 | N | 2.11 | 4.76 | 12 | 5 | 16:00 | 191 | 237 | 2842 | 1380 | 403.01 | 1128.12 | 34104 | 6900 | 42535.13 | 39345.64 | 1.0811
2017-10-17 | 18:00 | N | 2.88 | 3.11 | 7.53 | 4.25 | 17:00 | 218 | 258 | 2842 | 1380 | 627.84 | 802.38 | 21400.26 | 5865 | 28695.48 | 40364.21 | 0.71091
2017-10-17 | 19:00 | N | 12.22 | 4.64 | 12 | 1 | 18:00 | 240 | 365 | 2842 | 1380 | 2932.8 | 1693.6 | 34104 | 1380 | 40110.4 | 40519.26 | 0.98991
2017-10-17 | 20:00 | N | 17.18 | 4.62 | 12 | 0.99 | 19:00 | 320 | 214 | 2842 | 1426 | 5497.6 | 988.68 | 34104 | 1411.74 | 42002.02 | 39549.83 | 1.062
2017-10-17 | 21:00 | N | 13.54 | 3.34 | 7 | 0.97 | 20:00 | 322 | 178 | 2842 | 1426 | 4359.88 | 594.52 | 19894 | 1383.22 | 26231.62 | 39905 | 0.65735
2017-10-17 | 22:00 | N | 45 | 8.87 | 9 | 0.97 | 21:00 | 337 | 173 | 2842 | 1426 | 15165 | 1534.51 | 25578 | 1383.22 | 43660.73 | 39076.09 | 1.1173
2017-10-17 | 23:00 | N | 45 | 39.65 | 8 | 0.97 | 22:00 | 394 | 194 | 2842 | 1426 | 17730 | 7692.1 | 22736 | 1383.22 | 49541.32 | 36958.71 | 1.3405
2017-10-17 | 24:00 | N | 45 | 15 | 12 | 0.5 | 23:00 | 389 | 265 | 2985 | 1111 | 17505 | 3975 | 35820 | 555.5 | 57855.5 | 34010.47 | 1.7011
2017-10-18 | 1:00 | N | 25 | 10.48 | 14.15 | 0.5 | 24:00 | 362 | 243 | 2985 | 1111 | 9050 | 2546.64 | 42237.75 | 555.5 | 54389.89 | 31107.81 | 1.7484
2017-10-18 | 2:00 | N | 16.22 | 2.61 | 14.15 | 0.5 | 1:00 | 294 | 212 | 2985 | 1111 | 4768.68 | 553.32 | 42237.75 | 555.5 | 48115.25 | 29136.14 | 1.6514
2017-10-18 | 3:00 | N | 15.34 | 2.61 | 14.15 | 4 | 2:00 | 236 | 179 | 2985 | 1111 | 3620.24 | 467.19 | 42237.75 | 4444 | 50769.18 | 28033.75 | 1.811
2017-10-18 | 4:00 | N | 12.73 | 2.61 | 14.15 | 1.45 | 3:00 | 201 | 205 | 2985 | 1717 | 2558.73 | 535.05 | 42237.75 | 2489.65 | 47821.18 | 27412.22 | 1.7445
2017-10-18 | 5:00 | N | 13.34 | 7 | 14.15 | 1.45 | 4:00 | 185 | 205 | 2985 | 1717 | 2467.9 | 1435 | 42237.75 | 2489.65 | 48630.3 | 27201.17 | 1.7878
2017-10-18 | 6:00 | N | 32.03 | 14.24 | 14.23 | 2.53 | 5:00 | 207 | 283 | 2985 | 1717 | 6630.21 | 4029.92 | 42476.55 | 4344.01 | 57480.69 | 27703.65 | 2.0748
2017-10-18 | 7:00 | N | 9.25 | 25 | 10.55 | 4 | 6:00 | 327 | 438 | 2985 | 1717 | 3024.75 | 10950 | 31491.75 | 6868 | 52334.5 | 29565.13 | 1.7701
2017-10-18 | 8:00 | N | 9.25 | 10.59 | 11.11 | 5 | 7:00 | 249 | 556 | 2872 | 2219 | 2303.25 | 5888.04 | 31907.92 | 11095 | 51194.21 | 32958.87 | 1.5533
2017-10-18 | 9:00 | N | 3.5 | 9.11 | 9.15 | 5 | 8:00 | 256 | 306 | 2872 | 2219 | 896 | 2787.66 | 26278.8 | 11095 | 41057.46 | 34197.34 | 1.2006
2017-10-18 | 10:00 | N | 10.61 | 10.6 | 9.6 | 6 | 9:00 | 156 | 343 | 2872 | 2219 | 1655.16 | 3635.8 | 27571.2 | 13314 | 46176.16 | 34113.02 | 1.3536
2017-10-18 | 11:00 | N | 4.95 | 8.38 | 8.38 | 5 | 10:00 | 196 | 315 | 2872 | 2219 | 970.2 | 2639.7 | 24067.36 | 11095 | 38772.26 | 34732.3 | 1.1163
2017-10-18 | 12:00 | N | 5.02 | 8 | 8 | 7.14 | 11:00 | 226 | 326 | 2842 | 1635 | 1134.52 | 2608 | 22736 | 11673.9 | 38152.42 | 35707.93 | 1.0685
2017-10-18 | 13:00 | N | 3.11 | 8.38 | 8.46 | 7.68 | 12:00 | 222 | 319 | 2842 | 1635 | 690.42 | 2673.22 | 24043.32 | 12556.8 | 39963.76 | 36780.53 | 1.0865
2017-10-18 | 14:00 | N | 2.61 | 11.55 | 12 | 11.79 | 13:00 | 195 | 299 | 2842 | 1635 | 508.95 | 3453.45 | 34104 | 19276.65 | 57343.05 | 37832.85 | 1.5157
2017-10-18 | 15:00 | N | 1.5 | 12.13 | 13.32 | 6 | 14:00 | 205 | 237 | 2842 | 1635 | 307.5 | 2874.81 | 37855.44 | 9810 | 50847.75 | 39333.58 | 1.2927
2017-10-18 | 16:00 | N | 1.13 | 13.32 | 18.26 | 6 | 15:00 | 212 | 213 | 2842 | 1380 | 239.56 | 2837.16 | 51894.92 | 8280 | 63251.64 | 40968.06 | 1.5439
2017-10-18 | 17:00 | N | 2 | 9.71 | 18.2 | 4.6 | 16:00 | 191 | 237 | 2842 | 1380 | 382 | 2301.27 | 51724.4 | 6348 | 60755.67 | 42459.09 | 1.4309
2017-10-18 | 18:00 | N | 2.96 | 7.14 | 11.29 | 4.25 | 17:00 | 218 | 258 | 2842 | 1380 | 645.28 | 1842.12 | 32086.18 | 5865 | 40438.58 | 43639.95 | 0.92664
2017-10-18 | 19:00 | N | 8.61 | 9.48 | 11.47 | 0.99 | 18:00 | 240 | 365 | 2842 | 1380 | 2066.4 | 3460.2 | 32597.74 | 1366.2 | 39490.54 | 43539.4 | 0.90701
2017-10-18 | 20:00 | N | 21.43 | 4.79 | 12 | 1.3 | 19:00 | 320 | 214 | 2842 | 1426 | 6857.6 | 1025.06 | 34104 | 1853.8 | 43840.46 | 42361.46 | 1.0349
2017-10-18 | 21:00 | N | 21.86 | 8 | 9 | 0.97 | 20:00 | 322 | 178 | 2842 | 1426 | 7038.92 | 1424 | 25578 | 1383.22 | 35424.14 | 42520.56 | 0.83311
2017-10-18 | 22:00 | N | 26.99 | 8.19 | 8.19 | 1 | 21:00 | 337 | 173 | 2842 | 1426 | 9095.63 | 1416.87 | 23275.98 | 1426 | 35214.48 | 41315.3 | 0.85234
2017-10-18 | 23:00 | N | 75 | 72.62 | 14.32 | 0.97 | 22:00 | 394 | 194 | 2842 | 1426 | 29550 | 14088.28 | 40697.44 | 1383.22 | 85718.94 | 39133.17 | 2.1904
2017-10-18 | 24:00 | N | 30 | 16.33 | 16.32 | 0.5 | 23:00 | 389 | 265 | 2985 | 1111 | 11670 | 4327.45 | 48715.2 | 555.5 | 65268.15 | 36115.11 | 1.8072
2017-10-19 | 1:00 | N | 24.28 | 12 | 12.65 | 0.5 | 24:00 | 362 | 243 | 2985 | 1111 | 8789.36 | 2916 | 37760.25 | 555.5 | 50021.11 | 33075.45 | 1.5123
2017-10-19 | 2:00 | N | 12.2 | 2.61 | 12.65 | 0.5 | 1:00 | 294 | 212 | 2985 | 1111 | 3586.8 | 553.32 | 37760.25 | 555.5 | 42455.87 | 30861.85 | 1.3757
2017-10-19 | 3:00 | N | 12.04 | 2.61 | 12.65 | 4 | 2:00 | 236 | 179 | 2985 | 1111 | 2841.44 | 467.19 | 37760.25 | 4444 | 45512.88 | 29500.92 | 1.5428
2017-10-19 | 4:00 | N | 10 | 2.61 | 12.65 | 1.47 | 3:00 | 201 | 205 | 2985 | 1717 | 2010 | 535.05 | 37760.25 | 2523.99 | 42829.29 | 28678.4 | 1.4934
2017-10-19 | 5:00 | N | 9.3 | 4.63 | 12.65 | 1.45 | 4:00 | 185 | 205 | 2985 | 1717 | 1720.5 | 949.15 | 37760.25 | 2489.65 | 42919.55 | 28321.9 | 1.5154
2017-10-19 | 6:00 | N | 30 | 19 | 12.65 | 1.45 | 5:00 | 207 | 283 | 2985 | 1717 | 6210 | 5377 | 37760.25 | 2489.65 | 51836.9 | 28700.88 | 1.8061
2017-10-19 | 7:00 | N | 5.67 | 16.09 | 7.65 | 5 | 6:00 | 327 | 438 | 2985 | 1717 | 1854.09 | 7047.42 | 22835.25 | 8585 | 40321.76 | 30451.4 | 1.3241
2017-10-19 | 8:00 | N | 8.11 | 8 | 8.61 | 5 | 7:00 | 249 | 556 | 2872 | 2219 | 2019.39 | 4448 | 24727.92 | 11095 | 42290.31 | 33789.04 | 1.2516
2017-10-19 | 9:00 | N | 3.5 | 4.9 | 7.65 | 5 | 8:00 | 256 | 306 | 2872 | 2219 | 896 | 1499.4 | 21970.8 | 11095 | 35461.2 | 35152.09 | 1.0088
2017-10-19 | 10:00 | N | 50 | 8.45 | 8.61 | 6 | 9:00 | 156 | 343 | 2872 | 2219 | 7800 | 2898.35 | 24727.92 | 13314 | 48740.27 | 35221.22 | 1.3838
2017-10-19 | 11:00 | N | 3.5 | 3.77 | 8.77 | 5.79 | 10:00 | 196 | 315 | 2872 | 2219 | 686 | 1187.55 | 25187.44 | 12848.01 | 39909 | 36520.55 | 1.0928
2017-10-19 | 12:00 | N | 2.61 | 5.09 | 6.21 | 6 | 11:00 | 226 | 326 | 2842 | 1635 | 589.86 | 1659.34 | 17648.82 | 9810 | 29708.02 | 38262.52 | 0.77643
2017-10-19 | 13:00 | N | 2 | 5.75 | 8.53 | 7.42 | 12:00 | 222 | 319 | 2842 | 1635 | 444 | 1834.25 | 24242.26 | 12131.7 | 38652.21 | 39923.81 | 0.96815
2017-10-19 | 14:00 | N | 2 | 9.25 | 12 | 9.25 | 13:00 | 195 | 299 | 2842 | 1635 | 390 | 2765.75 | 34104 | 15123.75 | 52383.5 | 41426.55 | 1.2645
2017-10-19 | 15:00 | N | 1.5 | 8.04 | 15.32 | 5.59 | 14:00 | 205 | 237 | 2842 | 1635 | 307.5 | 1905.48 | 43539.44 | 9139.65 | 54892.07 | 43168.19 | 1.2716
2017-10-19 | 16:00 | N | 1.69 | 10.74 | 18.25 | 6.45 | 15:00 | 212 | 213 | 2842 | 1380 | 358.28 | 2287.62 | 51866.5 | 8901 | 63413.4 | 44641.69 | 1.4205
2017-10-19 | 17:00 | N | 1.83 | 9.74 | 18.09 | 4.25 | 16:00 | 191 | 237 | 2842 | 1380 | 349.53 | 2308.38 | 51411.78 | 5865 | 59934.69 | 45652.34 | 1.3129
2017-10-19 | 18:00 | N | 2 | 3.95 | 12 | 4.24 | 17:00 | 218 | 258 | 2842 | 1380 | 436 | 1019.1 | 34104 | 5851.2 | 41410.3 | 45901.53 | 0.90216
2017-10-19 | 19:00 | N | 3.5 | 3.11 | 10.77 | 0.99 | 18:00 | 240 | 365 | 2842 | 1380 | 840 | 1135.15 | 30608.34 | 1366.2 | 33949.69 | 45148.19 | 0.75196
2017-10-19 | 20:00 | N | 8.61 | 5.84 | 12 | 0.99 | 19:00 | 320 | 214 | 2842 | 1426 | 2755.2 | 1249.76 | 34104 | 1411.74 | 39520.7 | 43892.55 | 0.9004
2017-10-19 | 21:00 | N | 8.61 | 3.11 | 8.11 | 1 | 20:00 | 322 | 178 | 2842 | 1426 | 2772.42 | 553.58 | 23048.62 | 1426 | 27800.62 | 44191.34 | 0.6291
2017-10-19 | 22:00 | N | 8.61 | 6.73 | 6.83 | 0.99 | 21:00 | 337 | 173 | 2842 | 1426 | 2901.57 | 1164.29 | 19410.86 | 1411.74 | 24888.46 | 43252.96 | 0.57542
2017-10-19 | 23:00 | N | 31.52 | 27.7 | 8 | 0.97 | 22:00 | 394 | 194 | 2842 | 1426 | 12418.88 | 5373.8 | 22736 | 1383.22 | 41911.9 | 41313.24 | 1.0145
2017-10-19 | 24:00 | N | 22.43 | 12 | 8 | 0.97 | 23:00 | 389 | 265 | 2985 | 1111 | 8725.27 | 3180 | 23880 | 1077.67 | 36862.94 | 38346.92 | 0.9613
2017-10-20 | 1:00 | N | 10 | 7.61 | 7.61 | 0.49 | 24:00 | 362 | 243 | 2985 | 1111 | 3620 | 1849.23 | 22715.85 | 544.39 | 28729.47 | 35274.76 | 0.81445
2017-10-20 | 2:00 | N | 6.1 | 2.61 | 7.61 | 0.49 | 1:00 | 294 | 212 | 2985 | 1111 | 1793.4 | 553.32 | 22715.85 | 544.39 | 25606.96 | 32936.91 | 0.77745
2017-10-20 | 3:00 | N | 6.76 | 2.11 | 7.61 | 1 | 2:00 | 236 | 179 | 2985 | 1111 | 1595.36 | 377.69 | 22715.85 | 1111 | 25799.9 | 31427.17 | 0.82094
2017-10-20 | 4:00 | N | 6.73 | 1.56 | 7.61 | 1 | 3:00 | 201 | 205 | 2985 | 1717 | 1352.73 | 319.8 | 22715.85 | 1717 | 26105.38 | 30512.07 | 0.85558
2017-10-20 | 5:00 | N | 5.67 | 2.61 | 7.61 | 1 | 4:00 | 185 | 205 | 2985 | 1717 | 1048.95 | 535.05 | 22715.85 | 1717 | 26016.85 | 30030.35 | 0.86635
2017-10-20 | 6:00 | N | 15.1 | 12 | 7.65 | 1 | 5:00 | 207 | 283 | 2985 | 1717 | 3125.7 | 3396 | 22835.25 | 1717 | 31073.95 | 30230.52 | 1.0279
2017-10-20 | 7:00 | N | 3.83 | 62 | 12.65 | 1.99 | 6:00 | 327 | 438 | 2985 | 1717 | 1252.41 | 27156 | 37760.25 | 3416.83 | 69585.49 | 31870.28 | 2.1834
2017-10-20 | 8:00 | N | 5.73 | 7.78 | 7.78 | 2 | 7:00 | 249 | 556 | 2872 | 2219 | 1426.77 | 4325.68 | 22344.16 | 4438 | 32534.61 | 35124.03 | 0.92628
2017-10-20 | 9:00 | N | 3.5 | 8 | 7.61 | 2 | 8:00 | 256 | 306 | 2872 | 2219 | 896 | 2448 | 21855.92 | 4438 | 29637.92 | 36772.9 | 0.80597
2017-10-20 | 10:00 | N | 24.32 | 22 | 7.65 | 2 | 9:00 | 156 | 343 | 2872 | 2219 | 3793.92 | 7546 | 21970.8 | 4438 | 37748.72 | 36964.76 | 1.0212
2017-10-20 | 11:00 | N | 6 | 8.11 | 8.11 | 2 | 10:00 | 196 | 315 | 2872 | 2219 | 1176 | 2554.65 | 23291.92 | 4438 | 31460.57 | 38390.87 | 0.81948
2017-10-20 | 12:00 | N | 7.08 | 9.8 | 10 | 2 | 11:00 | 226 | 326 | 2842 | 1635 | 1600.08 | 3194.8 | 28420 | 3270 | 36484.88 | 39997.25 | 0.91218
2017-10-20 | 13:00 | N | 3.21 | 9.43 | 10 | 2 | 12:00 | 222 | 319 | 2842 | 1635 | 712.62 | 3008.17 | 28420 | 3270 | 35410.79 | 41417.93 | 0.85496
2017-10-20 | 14:00 | N | 3.5 | 10.49 | 11.37 | 2 | 13:00 | 195 | 299 | 2842 | 1635 | 682.5 | 3136.51 | 32313.54 | 3270 | 39402.55 | 42557.28 | 0.92587
2017-10-20 | 15:00 | N | 2.61 | 10.78 | 12.2 | 1 | 14:00 | 205 | 237 | 2842 | 1635 | 535.05 | 2554.86 | 34672.4 | 1635 | 39397.31 | 43775.04 | 0.89999
2017-10-20 | 16:00 | N | 2 | 12.48 | 15.41 | 1 | 15:00 | 212 | 213 | 2842 | 1380 | 424 | 2658.24 | 43795.22 | 1380 | 48257.46 | 44614.74 | 1.0816
2017-10-20 | 17:00 | N | 2.19 | 9.77 | 14.77 | 1 | 16:00 | 191 | 237 | 2842 | 1380 | 418.29 | 2315.49 | 41976.34 | 1380 | 46090.12 | 45553.05 | 1.0118
2017-10-20 | 18:00 | N | 3.5 | 5.76 | 8.24 | 1 | 17:00 | 218 | 258 | 2842 | 1380 | 763 | 1486.08 | 23418.08 | 1380 | 27047.16 | 46123.8 | 0.5864
2017-10-20 | 19:00 | N | 9.11 | 9.27 | 9.89 | 0.97 | 18:00 | 240 | 365 | 2842 | 1380 | 2186.4 | 3383.55 | 28107.38 | 1338.6 | 35015.93 | 45528.42 | 0.7691
2017-10-20 | 20:00 | N | 28.28 | 11.41 | 12 | 0.95 | 19:00 | 320 | 214 | 2842 | 1426 | 9049.6 | 2441.74 | 34104 | 1354.7 | 46950.04 | 44260.79 | 1.0608
2017-10-20 | 21:00 | N | 21.86 | 3.11 | 6.75 | 0.95 | 20:00 | 322 | 178 | 2842 | 1426 | 7038.92 | 553.58 | 19183.5 | 1354.7 | 28130.7 | 44136.65 | 0.63735
2017-10-20 | 22:00 | N | 12.33 | 6.78 | 7 | 0.95 | 21:00 | 337 | 173 | 2842 | 1426 | 4155.21 | 1172.94 | 19894 | 1354.7 | 26576.85 | 43062.79 | 0.61717
2017-10-20 | 23:00 | N | 27.64 | 25.04 | 8 | 0.61 | 22:00 | 394 | 194 | 2842 | 1426 | 10890.16 | 4857.76 | 22736 | 869.86 | 39353.78 | 41627.44 | 0.94538
2017-10-20 | 24:00 | N | 22 | 14.15 | 8 | 0.61 | 23:00 | 389 | 265 | 2985 | 1111 | 8558 | 3749.75 | 23880 | 677.71 | 36865.46 | 39641.43 | 0.92997
2017-10-21 | 1:00 | N | 10.13 | 8.61 | 12.25 | 0.61 | 24:00 | 362 | 243 | 2985 | 1111 | 3667.06 | 2092.23 | 36566.25 | 677.71 | 43003.25 | 37304.08 | 1.1528
2017-10-21 | 2:00 | N | 9.11 | 2.61 | 12 | 0.5 | 1:00 | 294 | 212 | 2985 | 1111 | 2678.34 | 553.32 | 35820 | 555.5 | 39607.16 | 35122.98 | 1.1277
2017-10-21 | 3:00 | N | 8.67 | 2.61 | 12.25 | 3.29 | 2:00 | 236 | 179 | 2985 | 1111 | 2046.12 | 467.19 | 36566.25 | 3655.19 | 42734.75 | 33561.92 | 1.2733
2017-10-21 | 4:00 | N | 9.11 | 2.57 | 8.02 | 2.99 | 3:00 | 201 | 205 | 2985 | 1717 | 1831.11 | 526.85 | 23939.7 | 5133.83 | 31431.49 | 32545.71 | 0.96576
2017-10-21 | 5:00 | N | 10.53 | 3.01 | 8.01 | 3 | 4:00 | 185 | 205 | 2985 | 1717 | 1948.05 | 617.05 | 23909.85 | 5151 | 31625.95 | 31970.64 | 0.98922
2017-10-21 | 6:00 | N | 31.37 | 25.26 | 12.25 | 2.99 | 5:00 | 207 | 283 | 2985 | 1717 | 6493.59 | 7148.58 | 36566.25 | 5133.83 | 55342.25 | 31852.24 | 1.7375
2017-10-21 | 7:00 | N | 7.25 | 62 | 7.61 | 7.4 | 6:00 | 327 | 438 | 2985 | 1717 | 2370.75 | 27156 | 22715.85 | 12705.8 | 64948.4 | 32272.67 | 2.0125
2017-10-21 | 8:00 | N | 7.25 | 7.05 | 7.25 | 5 | 7:00 | 249 | 556 | 2872 | 2219 | 1805.25 | 3919.8 | 20822 | 11095 | 37642.05 | 33236.75 | 1.1325
2017-10-21 | 9:00 | N | 5.78 | 8.3 | 7.25 | 6 | 8:00 | 256 | 306 | 2872 | 2219 | 1479.68 | 2539.8 | 20822 | 13314 | 38155.48 | 34445.02 | 1.1077
2017-10-21 | 10:00 | N | 27.56 | 28.07 | 12.25 | 6 | 9:00 | 156 | 343 | 2872 | 2219 | 4299.36 | 9628.01 | 35182 | 13314 | 62423.37 | 36051.06 | 1.7315
2017-10-21 | 11:00 | N | 4.77 | 8.41 | 8.61 | 5.93 | 10:00 | 196 | 315 | 2872 | 2219 | 934.92 | 2649.15 | 24727.92 | 13158.67 | 41470.66 | 38660.65 | 1.0727
2017-10-21 | 12:00 | N | 3.69 | 9.26 | 9.46 | 9.25 | 11:00 | 226 | 326 | 2842 | 1635 | 833.94 | 3018.76 | 26885.32 | 15123.75 | 45861.77 | 41143.96 | 1.1147
2017-10-21 | 13:00 | N | 2 | 9.8 | 10 | 9.25 | 12:00 | 222 | 319 | 2842 | 1635 | 444 | 3126.2 | 28420 | 15123.75 | 47113.95 | 43267.37 | 1.0889
2017-10-21 | 14:00 | N | 2.11 | 14.73 | 15 | 14.79 | 13:00 | 195 | 299 | 2842 | 1635 | 411.45 | 4404.27 | 42630 | 24181.65 | 71627.37 | 45260.51 | 1.5826
2017-10-21 | 15:00 | N | 2 | 12.82 | 14.14 | 6.45 | 14:00 | 205 | 237 | 2842 | 1635 | 410 | 3038.34 | 40185.88 | 10545.75 | 54179.97 | 46752.15 | 1.1589
2017-10-21 | 16:00 | N | 2.11 | 18.7 | 24.47 | 9.25 | 15:00 | 212 | 213 | 2842 | 1380 | 447.32 | 3983.1 | 69543.74 | 12765 | 86739.16 | 48066.97 | 1.8045
2017-10-21 | 17:00 | N | 2 | 15 | 22.45 | 9.25 | 16:00 | 191 | 237 | 2842 | 1380 | 382 | 3555 | 63802.9 | 12765 | 80504.9 | 49213.02 | 1.6358
2017-10-21 | 18:00 | N | 2 | 9.68 | 11.09 | 6.45 | 17:00 | 218 | 258 | 2842 | 1380 | 436 | 2497.44 | 31517.78 | 8901 | 43352.22 | 49814.92 | 0.87027
2017-10-21 | 19:00 | N | 2.61 | 10.41 | 12 | 2.99 | 18:00 | 240 | 365 | 2842 | 1380 | 626.4 | 3799.65 | 34104 | 4126.2 | 42656.25 | 49288.32 | 0.86544
2017-10-21 | 20:00 | N | 2.11 | 9.64 | 12.1 | 2.75 | 19:00 | 320 | 214 | 2842 | 1426 | 675.2 | 2062.96 | 34388.2 | 3921.5 | 41047.86 | 47886.07 | 0.8572
2017-10-21 | 21:00 | N | 4.92 | 5.86 | 8.61 | 1.55 | 20:00 | 322 | 178 | 2842 | 1426 | 1584.24 | 1043.08 | 24469.62 | 2210.3 | 29307.24 | 47353.87 | 0.6189
2017-10-21 | 22:00 | N | 5.86 | 7.1 | 7.3 | 1.29 | 21:00 | 337 | 173 | 2842 | 1426 | 1974.82 | 1228.3 | 20746.6 | 1839.54 | 25789.26 | 45884.11 | 0.56205
2017-10-21 | 23:00 | N | 17 | 15 | 9 | 0.71 | 22:00 | 394 | 194 | 2842 | 1426 | 6698 | 2910 | 25578 | 1012.46 | 36198.46 | 44213.42 | 0.81872
2017-10-21 | 24:00 | N | 11.04 | 10 | 9.1 | 0.61 | 23:00 | 389 | 265 | 2985 | 1111 | 4294.56 | 2650 | 27163.5 | 677.71 | 34785.77 | 42207.13 | 0.82417
2017-10-22 | 1:00 | N | 7.94 | 7.41 | 7.61 | 0.71 | 24:00 | 362 | 243 | 2985 | 1111 | 2874.28 | 1800.63 | 22715.85 | 788.81 | 28179.57 | 39873.15 | 0.70673
2017-10-22 | 2:00 | N | 6.25 | 2.61 | 7.48 | 0.61 | 1:00 | 294 | 212 | 2985 | 1111 | 1837.5 | 553.32 | 22327.8 | 677.71 | 25396.33 | 37162.23 | 0.68339
2017-10-22 | 3:00 | N | 4.58 | 2.11 | 7.61 | 5 | 2:00 | 236 | 179 | 2985 | 1111 | 1080.88 | 377.69 | 22715.85 | 5555 | 29729.42 | 34772.74 | 0.85496
2017-10-22 | 4:00 | N | 6.12 | 1 | 7.61 | 4 | 3:00 | 201 | 205 | 2985 | 1717 | 1230.12 | 205 | 22715.85 | 6868 | 31018.97 | 33088 | 0.93747
2017-10-22 | 5:00 | N | 5.51 | 2.61 | 7.61 | 4 | 4:00 | 185 | 205 | 2985 | 1717 | 1019.35 | 535.05 | 22715.85 | 6868 | 31138.25 | 32074.21 | 0.97082
2017-10-22 | 6:00 | N | 20 | 19 | 8 | 4 | 5:00 | 207 | 283 | 2985 | 1717 | 4140 | 5377 | 23880 | 6868 | 40265 | 31472.31 | 1.2794
2017-10-22 | 7:00 | N | 7.69 | 62 | 7.61 | 7 | 6:00 | 327 | 438 | 2985 | 1717 | 2514.63 | 27156 | 22715.85 | 12019 | 64405.48 | 31326.2 | 2.056
2017-10-22 | 8:00 | N | 5.39 | 6.29 | 7.61 | 6.29 | 7:00 | 249 | 556 | 2872 | 2219 | 1342.11 | 3497.24 | 21855.92 | 13957.51 | 40652.78 | 31651.71 | 1.2844
2017-10-22 | 9:00 | N | 2.61 | 8 | 8 | 7 | 8:00 | 256 | 306 | 2872 | 2219 | 668.16 | 2448 | 22976 | 15533 | 41625.16 | 32227.4 | 1.2916
2017-10-22 | 10:00 | N | 8.61 | 10.11 | 9.63 | 7 | 9:00 | 156 | 343 | 2872 | 2219 | 1343.16 | 3467.73 | 27657.36 | 15533 | 48001.25 | 32847.12 | 1.4614
2017-10-22 | 11:00 | N | 3.5 | 8 | 8.11 | 6 | 10:00 | 196 | 315 | 2872 | 2219 | 686 | 2520 | 23291.92 | 13314 | 39811.92 | 33819.26 | 1.1772
2017-10-22 | 12:00 | N | 3.5 | 9.8 | 10 | 9.61 | 11:00 | 226 | 326 | 2842 | 1635 | 791 | 3194.8 | 28420 | 15712.35 | 48118.15 | 34966.81 | 1.3761
2017-10-22 | 13:00 | N | 2 | 9.25 | 10 | 9.25 | 12:00 | 222 | 319 | 2842 | 1635 | 444 | 2950.75 | 28420 | 15123.75 | 46938.5 | 35859.66 | 1.3089
2017-10-22 | 14:00 | N | 2 | 10 | 10.66 | 10 | 13:00 | 195 | 299 | 2842 | 1635 | 390 | 2990 | 30295.72 | 16350 | 50025.72 | 36758.53 | 1.3609
2017-10-22 | 15:00 | N | 2 | 13.23 | 14.07 | 4.25 | 14:00 | 205 | 237 | 2842 | 1635 | 410 | 3135.51 | 39986.94 | 6948.75 | 50481.2 | 37733.78 | 1.3378
2017-10-22 | 16:00 | N | 2 | 11.08 | 14.51 | 5.61 | 15:00 | 212 | 213 | 2842 | 1380 | 424 | 2360.04 | 41237.42 | 7741.8 | 51763.26 | 38671.13 | 1.3386
2017-10-22 | 17:00 | N | 2 | 4.69 | 11.48 | 4.25 | 16:00 | 191 | 237 | 2842 | 1380 | 382 | 1111.53 | 32626.16 | 5865 | 39984.69 | 39445.12 | 1.0137
2017-10-22 | 18:00 | N | 2.61 | 9.18 | 10 | 5 | 17:00 | 218 | 258 | 2842 | 1380 | 568.98 | 2368.44 | 28420 | 6900 | 38257.42 | 39814.57 | 0.96089
2017-10-22 | 19:00 | N | 3.5 | 13.76 | 13.97 | 3.8 | 18:00 | 240 | 365 | 2842 | 1380 | 840 | 5022.4 | 39702.74 | 5244 | 50809.14 | 39566.74 | 1.2841
2017-10-22 | 20:00 | N | 3.5 | 11.44 | 12 | 2.34 | 19:00 | 320 | 214 | 2842 | 1426 | 1120 | 2448.16 | 34104 | 3336.84 | 41009 | 38830.64 | 1.0561
2017-10-22 | 21:00 | N | 6.09 | 8 | 9 | 2.75 | 20:00 | 322 | 178 | 2842 | 1426 | 1960.98 | 1424 | 25578 | 3921.5 | 32884.48 | 39180.95 | 0.8393
2017-10-22 | 22:00 | N | 8.28 | 9.79 | 10 | 2.75 | 21:00 | 337 | 173 | 2842 | 1426 | 2790.36 | 1693.67 | 28420 | 3921.5 | 36825.53 | 38160.99 | 0.965
2017-10-22 | 23:00 | N | 74.47 | 72.91 | 14 | 0.71 | 22:00 | 394 | 194 | 2842 | 1426 | 29341.18 | 14144.54 | 39788 | 1012.46 | 84286.18 | 36371.44 | 2.3174
2017-10-22 | 24:00 | N | 22 | 19.38 | 14 | 0.71 | 23:00 | 389 | 265 | 2985 | 1111 | 8558 | 5135.7 | 41790 | 788.81 | 56272.51 | 33646.18 | 1.6725
2017-10-23 | 1:00 | N | 18.81 | 12.25 | 12.25 | 0.75 | 24:00 | 362 | 243 | 2985 | 1111 | 6809.22 | 2976.75 | 36566.25 | 833.25 | 47185.47 | 30777.71 | 1.5331
2017-10-23 | 2:00 | N | 10.76 | 4.48 | 14 | 0.75 | 1:00 | 294 | 212 | 2985 | 1111 | 3163.44 | 949.76 | 41790 | 833.25 | 46736.45 | 28766.52 | 1.6247
2017-10-23 | 3:00 | N | 15.81 | 8.88 | 27.25 | 5 | 2:00 | 236 | 179 | 2985 | 1111 | 3731.16 | 1589.52 | 81341.25 | 5555 | 92216.93 | 27625.64 | 3.3381
2017-10-23 | 4:00 | N | 11.67 | 6.2 | 27.25 | 2.99 | 3:00 | 201 | 205 | 2985 | 1717 | 2345.67 | 1271 | 81341.25 | 5133.83 | 90091.75 | 26981.49 | 3.339
2017-10-23 | 5:00 | N | 18.47 | 12 | 18 | 3.85 | 4:00 | 185 | 205 | 2985 | 1717 | 3416.95 | 2460 | 53730 | 6610.45 | 66217.4 | 26808.83 | 2.47
2017-10-23 | 6:00 | N | 20.35 | 62 | 12.25 | 4 | 5:00 | 207 | 283 | 2985 | 1717 | 4212.45 | 17546 | 36566.25 | 6868 | 65192.7 | 27298.34 | 2.3882
2017-10-23 | 7:00 | N | 6.9 | 45 | 12.25 | 7 | 6:00 | 327 | 438 | 2985 | 1717 | 2256.3 | 19710 | 36566.25 | 12019 | 70551.55 | 29218.84 | 2.4146
2017-10-23 | 8:00 | N | 3.83 | 8 | 8.26 | 7 | 7:00 | 249 | 556 | 2872 | 2219 | 953.67 | 4448 | 23722.72 | 15533 | 44657.39 | 32620.32 | 1.369
2017-10-23 | 9:00 | N | 2 | 8 | 8.2 | 5.03 | 8:00 | 256 | 306 | 2872 | 2219 | 512 | 2448 | 23550.4 | 11161.57 | 37671.97 | 34027.4 | 1.1071
2017-10-23 | 10:00 | N | 8.61 | 11.86 | 12.06 | 6 | 9:00 | 156 | 343 | 2872 | 2219 | 1343.16 | 4067.98 | 34636.32 | 13314 | 53361.46 | 34058.51 | 1.5668
2017-10-23 | 11:00 | N | 2.61 | 8.39 | 8.59 | 5 | 10:00 | 196 | 315 | 2872 | 2219 | 511.56 | 2642.85 | 24670.48 | 11095 | 38919.89 | 34771.68 | 1.1193
2017-10-23 | 12:00 | N | 2.61 | 7.68 | 7.88 | 7.67 | 11:00 | 226 | 326 | 2842 | 1635 | 589.86 | 2503.68 | 22394.96 | 12540.45 | 38028.95 | 35695.22 | 1.0654
2017-10-23 | 13:00 | N | 2 | 8 | 8.21 | 8 | 12:00 | 222 | 319 | 2842 | 1635 | 444 | 2552 | 23332.82 | 13080 | 39408.82 | 36603.27 | 1.0766
2017-10-23 | 14:00 | N | 2 | 8.97 | 9.46 | 9.25 | 13:00 | 195 | 299 | 2842 | 1635 | 390 | 2682.03 | 26885.32 | 15123.75 | 45081.1 | 37552.66 | 1.2005
2017-10-23 | 15:00 | N | 1.5 | 9.55 | 10 | 4.42 | 14:00 | 205 | 237 | 2842 | 1635 | 307.5 | 2263.35 | 28420 | 7226.7 | 38217.55 | 38751.37 | 0.98622
2017-10-23 | 16:00 | N | 1.5 | 14.77 | 17.53 | 5.59 | 15:00 | 212 | 213 | 2842 | 1380 | 318 | 3146.01 | 49820.26 | 7714.2 | 60998.47 | 40039.26 | 1.5235
2017-10-23 | 17:00 | N | 1.67 | 13.21 | 18.04 | 6.45 | 16:00 | 191 | 237 | 2842 | 1380 | 318.97 | 3130.77 | 51269.68 | 8901 | 63620.42 | 41405.75 | 1.5365
2017-10-23 | 18:00 | N | 2 | 10.87 | 12 | 4.27 | 17:00 | 218 | 258 | 2842 | 1380 | 436 | 2804.46 | 34104 | 5892.6 | 43237.06 | 42501.96 | 1.0173
2017-10-23 | 19:00 | N | 2.61 | 11.43 | 14.08 | 2.58 | 18:00 | 240 | 365 | 2842 | 1380 | 626.4 | 4171.95 | 40015.36 | 3560.4 | 48374.11 | 42524.23 | 1.1376
2017-10-23 | 20:00 | N | 3.03 | 7 | 12 | 1 | 19:00 | 320 | 214 | 2842 | 1426 | 969.6 | 1498 | 34104 | 1426 | 37997.6 | 41479.47 | 0.91606
2017-10-23 | 21:00 | N | 4.15 | 3.43 | 8.43 | 1.42 | 20:00 | 322 | 178 | 2842 | 1426 | 1336.3 | 610.54 | 23958.06 | 2024.92 | 27929.82 | 41603.37 | 0.67134
2017-10-23 | 22:00 | N | 7.25 | 8.54 | 9 | 1.42 | 21:00 | 337 | 173 | 2842 | 1426 | 2443.25 | 1477.42 | 25578 | 2024.92 | 31523.59 | 40432.59 | 0.77966
2017-10-23 | 23:00 | N | 25.67 | 30 | 19.17 | 0.97 | 22:00 | 394 | 194 | 2842 | 1426 | 10113.98 | 5820 | 54481.14 | 1383.22 | 71798.34 | 38186.52 | 1.8802
2017-10-23 | 24:00 | N | 18.86 | 17.02 | 17.02 | 0.75 | 23:00 | 389 | 265 | 2985 | 1111 | 7336.54 | 4510.3 | 50804.7 | 833.25 | 63484.79 | 35112 | 1.8081
2017-10-24 | 1:00 | N | 15.72 | 11.86 | 22 | 0.5 | 24:00 | 362 | 243 | 2985 | 1111 | 5690.64 | 2881.98 | 65670 | 555.5 | 74798.12 | 31965 | 2.34
2017-10-24 | 2:00 | N | 10.37 | 2.11 | 18 | 0.5 | 1:00 | 294 | 212 | 2985 | 1111 | 3048.78 | 447.32 | 53730 | 555.5 | 57781.6 | 29830.92 | 1.937
2017-10-24 | 3:00 | N | 12.76 | 2.11 | 22 | 2.99 | 2:00 | 236 | 179 | 2985 | 1111 | 3011.36 | 377.69 | 65670 | 3321.89 | 72380.94 | 28516.89 | 2.5382
2017-10-24 | 4:00 | N | 8.46 | 1.58 | 22 | 2.99 | 3:00 | 201 | 205 | 2985 | 1717 | 1700.46 | 323.9 | 65670 | 5133.83 | 72828.19 | 27744.31 | 2.625
2017-10-24 | 5:00 | N | 10 | 7 | 15.62 | 7 | 4:00 | 185 | 205 | 2985 | 1717 | 1850 | 1435 | 46625.7 | 12019 | 61929.7 | 27436.86 | 2.2572
2017-10-24 | 6:00 | N | 30 | 25.81 | 22 | 5 | 5:00 | 207 | 283 | 2985 | 1717 | 6210 | 7304.23 | 65670 | 8585 | 87769.23 | 27809.91 | 3.156
2017-10-24 | 7:00 | N | 5.76 | 62 | 21.25 | 7 | 6:00 | 327 | 438 | 2985 | 1717 | 1883.52 | 27156 | 63431.25 | 12019 | 104489.77 | 29544.69 | 3.5367
2017-10-24 | 8:00 | N | 7.25 | 8.29 | 16.94 | 8.29 | 7:00 | 249 | 556 | 2872 | 2219 | 1805.25 | 4609.24 | 48651.68 | 18395.51 | 73461.68 | 32712.02 | 2.2457
2017-10-24 | 9:00 | N | 3.5 | 12 | 12 | 7 | 8:00 | 256 | 306 | 2872 | 2219 | 896 | 3672 | 34464 | 15533 | 54565 | 33987.57 | 1.6054
2017-10-24 | 10:00 | N | 20.18 | 20.09 | 20 | 7 | 9:00 | 156 | 343 | 2872 | 2219 | 3148.08 | 6890.87 | 57440 | 15533 | 83011.95 | 33861.35 | 2.4515
2017-10-24 | 11:00 | N | 5.93 | 8.4 | 8.36 | 6 | 10:00 | 196 | 315 | 2872 | 2219 | 1162.28 | 2646 | 24009.92 | 13314 | 41132.2 | 34731.5 | 1.1843
2017-10-24 | 12:00 | N | 7.26 | 13.8 | 14 | 10 | 11:00 | 226 | 326 | 2842 | 1635 | 1640.76 | 4498.8 | 39788 | 16350 | 62277.56 | 35610.94 | 1.7488
2017-10-24 | 13:00 | N | 3.67 | 12.87 | 13.27 | 10 | 12:00 | 222 | 319 | 2842 | 1635 | 814.74 | 4105.53 | 37713.34 | 16350 | 58983.61 | 36211.09 | 1.6289
2017-10-24 | 14:00 | N | 3.96 | 10.08 | 12 | 10 | 13:00 | 195 | 299 | 2842 | 1635 | 772.2 | 3013.92 | 34104 | 16350 | 54240.12 | 36707.34 | 1.4776
2017-10-24 | 15:00 | N | 2.61 | 8.6 | 12 | 4 | 14:00 | 205 | 237 | 2842 | 1635 | 535.05 | 2038.2 | 34104 | 6540 | 43217.25 | 37250.13 | 1.1602
2017-10-24 | 16:00 | N | 2.41 | 4.97 | 10 | 4 | 15:00 | 212 | 213 | 2842 | 1380 | 510.92 | 1058.61 | 28420 | 5520 | 35509.53 | 37561.69 | 0.94537
2017-10-24 | 17:00 | N | 2.61 | 4.25 | 10.28 | 4.25 | 16:00 | 191 | 237 | 2842 | 1380 | 498.51 | 1007.25 | 29215.76 | 5865 | 36586.52 | 37902.28 | 0.96529
2017-10-24 | 18:00 | N | 2.61 | 7.64 | 12 | 4 | 17:00 | 218 | 258 | 2842 | 1380 | 568.98 | 1971.12 | 34104 | 5520 | 42164.1 | 38165.88 | 1.1048
2017-10-24 | 19:00 | N | 3.5 | 19.84 | 20.31 | 4 | 18:00 | 240 | 365 | 2842 | 1380 | 840 | 7241.6 | 57721.02 | 5520 | 71322.62 | 37847.7 | 1.8845
2017-10-24 | 20:00 | N | 8.11 | 9.6 | 15 | 3 | 19:00 | 320 | 214 | 2842 | 1426 | 2595.2 | 2054.4 | 42630 | 4278 | 51557.6 | 37285.25 | 1.3828
2017-10-24 | 21:00 | N | 10.53 | 7.08 | 13 | 1 | 20:00 | 322 | 178 | 2842 | 1426 | 3390.66 | 1260.24 | 36946 | 1426 | 43022.9 | 38110.43 | 1.1289
2017-10-24 | 22:00 | N | 7.25 | 11.35 | 12 | 1 | 21:00 | 337 | 173 | 2842 | 1426 | 2443.25 | 1963.55 | 34104 | 1426 | 39936.8 | 37364.09 | 1.0689
2017-10-24 | 23:00 | N | 22.91 | 32 | 23.95 | 0.75 | 22:00 | 394 | 194 | 2842 | 1426 | 9026.54 | 6208 | 68065.9 | 1069.5 | 84369.94 | 35601.31 | 2.3699
2017-10-24 | 24:00 | N | 16.86 | 17.56 | 17.76 | 0.75 | 23:00 | 389 | 265 | 2985 | 1111 | 6558.54 | 4653.4 | 53013.6 | 833.25 | 65058.79 | 33021.24 | 1.9702
2017-10-25 | 1:00 | N | 12.13 | 11.8 | 12 | 0.71 | 24:00 | 362 | 243 | 2985 | 1111 | 4391.06 | 2867.4 | 35820 | 788.81 | 43867.27 | 30330.14 | 1.4463
2017-10-25 | 2:00 | N | 5.99 | 2.65 | 8 | 0.5 | 1:00 | 294 | 212 | 2985 | 1111 | 1761.06 | 561.8 | 23880 | 555.5 | 26758.36 | 28479.91 | 0.93955
2017-10-25 | 3:00 | N | 4.3 | 2.61 | 10.89 | 1.75 | 2:00 | 236 | 179 | 2985 | 1111 | 1014.8 | 467.19 | 32506.65 | 1944.25 | 35932.89 | 27533.89 | 1.305
2017-10-25 | 4:00 | N | 3.5 | 1.03 | 12 | 1.75 | 3:00 | 201 | 205 | 2985 | 1717 | 703.5 | 211.15 | 35820 | 3004.75 | 39739.4 | 27023.34 | 1.4706
2017-10-25 | 5:00 | N | 7 | 7 | 8.64 | 2.99 | 4:00 | 185 | 205 | 2985 | 1717 | 1295 | 1435 | 25790.4 | 5133.83 | 33654.23 | 26934.03 | 1.2495
2017-10-25 | 6:00 | N | 21.86 | 14.29 | 14 | 1.44 | 5:00 | 207 | 283 | 2985 | 1717 | 4525.02 | 4044.07 | 41790 | 2472.48 | 52831.57 | 27470.73 | 1.9232
2017-10-25 | 7:00 | N | 4 | 35 | 16 | 3.31 | 6:00 | 327 | 438 | 2985 | 1717 | 1308 | 15330 | 47760 | 5683.27 | 70081.27 | 29486.83 | 2.3767
2017-10-25 | 8:00 | N | 5.79 | 10 | 13.09 | 10 | 7:00 | 249 | 556 | 2872 | 2219 | 1441.71 | 5560 | 37594.48 | 22190 | 66786.19 | 33158.47 | 2.0142
2017-10-25 | 9:00 | N | 3.5 | 11.8 | 12 | 10 | 8:00 | 256 | 306 | 2872 | 2219 | 896 | 3610.8 | 34464 | 22190 | 61160.8 | 34664.26 | 1.7644
2017-10-25 | 10:00 | N | 16.47 | 18 | 18.11 | 10 | 9:00 | 156 | 343 | 2872 | 2219 | 2569.32 | 6174 | 52011.92 | 22190 | 82945.24 | 34422.11 | 2.4097
2017-10-25 | 11:00 | N | 4.66 | 10 | 10.18 | 9.97 | 10:00 | 196 | 315 | 2872 | 2219 | 913.36 | 3150 | 29236.96 | 22123.43 | 55423.75 | 34659.62 | 1.5991
2017-10-25 | 12:00 | N | 5.36 | 11.8 | 12 | 10 | 11:00 | 226 | 326 | 2842 | 1635 | 1211.36 | 3846.8 | 34104 | 16350 | 55512.16 | 35017.24 | 1.5853
2017-10-25 | 13:00 | N | 3.5 | 11.49 | 11.88 | 10 | 12:00 | 222 | 319 | 2842 | 1635 | 777 | 3665.31 | 33762.96 | 16350 | 54555.27 | 35344.27 | 1.5435
2017-10-25 | 14:00 | N | 4.31 | 11.55 | 12 | 11.79 | 13:00 | 195 | 299 | 2842 | 1635 | 840.45 | 3453.45 | 34104 | 19276.65 | 57674.55 | 35657.13 | 1.6175
2017-10-25 | 15:00 | N | 3.07 | 10 | 11.56 | 4.7 | 14:00 | 205 | 237 | 2842 | 1635 | 629.35 | 2370 | 32853.52 | 7684.5 | 43537.37 | 36302.94 | 1.1993
2017-10-25 | 16:00 | N | 2 | 9.09 | 12 | 6 | 15:00 | 212 | 213 | 2842 | 1380 | 424 | 1936.17 | 34104 | 8280 | 44744.17 | 36919.63 | 1.2119
2017-10-25 | 17:00 | N | 2 | 8.24 | 12 | 6.14 | 16:00 | 191 | 237 | 2842 | 1380 | 382 | 1952.88 | 34104 | 8473.2 | 44912.08 | 37608.07 | 1.1942
2017-10-25 | 18:00 | N | 3.5 | 11.18 | 13.04 | 1 | 17:00 | 218 | 258 | 2842 | 1380 | 763 | 2884.44 | 37059.68 | 1380 | 42087.12 | 38376.91 | 1.0967
2017-10-25 | 19:00 | N | 11.91 | 20.07 | 20.69 | 1 | 18:00 | 240 | 365 | 2842 | 1380 | 2858.4 | 7325.55 | 58800.98 | 1380 | 70364.93 | 38464.3 | 1.8294
2017-10-25 | 20:00 | N | 25.21 | 10 | 12 | 1 | 19:00 | 320 | 214 | 2842 | 1426 | 8067.2 | 2140 | 34104 | 1426 | 45737.2 | 38028.49 | 1.2027
2017-10-25 | 21:00 | N | 16.95 | 2.61 | 13 | 1 | 20:00 | 322 | 178 | 2842 | 1426 | 5457.9 | 464.58 | 36946 | 1426 | 44294.48 | 38610.55 | 1.1472
2017-10-25 | 22:00 | N | 17.34 | 10 | 19.75 | 1 | 21:00 | 337 | 173 | 2842 | 1426 | 5843.58 | 1730 | 56129.5 | 1426 | 65129.08 | 37885.12 | 1.7191
2017-10-25 | 23:00 | N | 40.87 | 40 | 39.93 | 0.5 | 22:00 | 394 | 194 | 2842 | 1426 | 16102.78 | 7760 | 113481.06 | 713 | 138056.84 | 36087.97 | 3.8256
2017-10-25 | 24:00 | N | 33.2 | 29.18 | 30 | 0.5 | 23:00 | 389 | 265 | 2985 | 1111 | 12914.8 | 7732.7 | 89550 | 555.5 | 110753 | 33417.85 | 3.3142
2017-10-26 | 1:00 | N | 30.28 | 19 | 30 | 0.49 | 24:00 | 362 | 243 | 2985 | 1111 | 10961.36 | 4617 | 89550 | 544.39 | 105672.75 | 30870.2 | 3.4231
2017-10-26 | 2:00 | N | 19.59 | 2.11 | 20 | 0.5 | 1:00 | 294 | 212 | 2985 | 1111 | 5759.46 | 447.32 | 59700 | 555.5 | 66462.28 | 29019.84 | 2.2902
2017-10-26 | 3:00 | N | 20.1 | 2.11 | 20 | 1.22 | 2:00 | 236 | 179 | 2985 | 1111 | 4743.6 | 377.69 | 59700 | 1355.42 | 66176.71 | 27860.93 | 2.3753
2017-10-26 | 4:00 | N | 20.03 | 2.11 | 20 | 1.32 | 3:00 | 201 | 205 | 2985 | 1717 | 4026.03 | 432.55 | 59700 | 2266.44 | 66425.02 | 27260.85 | 2.4366
2017-10-26 | 5:00 | N | 21.18 | 7 | 20 | 1.42 | 4:00 | 185 | 205 | 2985 | 1717 | 3918.3 | 1435 | 59700 | 2438.14 | 67491.44 | 27062.32 | 2.4939
2017-10-26 | 6:00 | N | 42.58 | 35 | 30 | 2.94 | 5:00 | 207 | 283 | 2985 | 1717 | 8814.06 | 9905 | 89550 | 5047.98 | 113317.04 | 27580.31 | 4.1086
2017-10-26 | 7:00 | N | 6.25 | 75 | 40 | 4 | 6:00 | 327 | 438 | 2985 | 1717 | 2043.75 | 32850 | 119400 | 6868 | 161161.75 | 29541.86 | 5.4554
2017-10-26 | 8:00 | N | 7.97 | 10 | 12 | 3 | 7:00 | 249 | 556 | 2872 | 2219 | 1984.53 | 5560 | 34464 | 6657 | 48665.53 | 33016.2 | 1.474
2017-10-26 | 9:00 | N | 6.25 | 12 | 12.2 | 3 | 8:00 | 256 | 306 | 2872 | 2219 | 1600 | 3672 | 35038.4 | 6657 | 46967.4 | 34463.27 | 1.3628
2017-10-26 | 10:00 | N | 20.5 | 20.4 | 20 | 4 | 9:00 | 156 | 343 | 2872 | 2219 | 3198 | 6997.2 | 57440 | 8876 | 76511.2 | 34276.36 | 2.2322
2017-10-26 | 11:00 | N | 6.79 | 11.8 | 12 | 3 | 10:00 | 196 | 315 | 2872 | 2219 | 1330.84 | 3717 | 34464 | 6657 | 46168.84 | 34861.01 | 1.3244
2017-10-26 | 12:00 | N | 6.89 | 11.96 | 12 | 4 | 11:00 | 226 | 326 | 2842 | 1635 | 1557.14 | 3898.96 | 34104 | 6540 | 46100.1 | 35656.37 | 1.2929
2017-10-26 | 13:00 | N | 6.25 | 11.7 | 12 | 4.25 | 12:00 | 222 | 319 | 2842 | 1635 | 1387.5 | 3732.3 | 34104 | 6948.75 | 46172.55 | 36454.48 | 1.2666
2017-10-26 | 14:00 | N | 3.84 | 10.99 | 12 | 4.25 | 13:00 | 195 | 299 | 2842 | 1635 | 748.8 | 3286.01 | 34104 | 6948.75 | 45087.56 | 37320.86 | 1.2081
2017-10-26 | 15:00 | N | 2 | 8.73 | 9.26 | 2.5 | 14:00 | 205 | 237 | 2842 | 1635 | 410 | 2069.01 | 26316.92 | 4087.5 | 32883.43 | 38514.62 | 0.85379
2017-10-26 | 16:00 | N | 1.23 | 7.56 | 11.22 | 2.69 | 15:00 | 212 | 213 | 2842 | 1380 | 260.76 | 1610.28 | 31887.24 | 3712.2 | 37470.48 | 39766.78 | 0.94226
2017-10-26 | 17:00 | N | 2 | 7.59 | 12 | 2.95 | 16:00 | 191 | 237 | 2842 | 1380 | 382 | 1798.83 | 34104 | 4071 | 40355.83 | 40921.33 | 0.98618
2017-10-26 | 18:00 | N | 2.11 | 9.51 | 10.35 | 2.95 | 17:00 | 218 | 258 | 2842 | 1380 | 459.98 | 2453.58 | 29414.7 | 4071 | 36399.26 | 41869.07 | 0.86936
2017-10-26 | 19:00 | N | 3.5 | 16.45 | 17.07 | 1 | 18:00 | 240 | 365 | 2842 | 1380 | 840 | 6004.25 | 48512.94 | 1380 | 56737.19 | 41639.62 | 1.3626
2017-10-26 | 20:00 | N | 8.61 | 10.5 | 12 | 1 | 19:00 | 320 | 214 | 2842 | 1426 | 2755.2 | 2247 | 34104 | 1426 | 40532.2 | 40747.18 | 0.99472
2017-10-26 | 21:00 | N | 10.03 | 2.89 | 11.79 | 1 | 20:00 | 322 | 178 | 2842 | 1426 | 3229.66 | 514.42 | 33507.18 | 1426 | 38677.26 | 41235.9 | 0.93795
2017-10-26 | 22:00 | N | 12.43 | 10 | 13 | 1 | 21:00 | 337 | 173 | 2842 | 1426 | 4188.91 | 1730 | 36946 | 1426 | 44290.91 | 40453.52 | 1.0949
2017-10-26 | 23:00 | N | 40 | 37.46 | 37.46 | 0.75 | 22:00 | 394 | 194 | 2842 | 1426 | 15760 | 7267.24 | 106461.32 | 1069.5 | 130558.06 | 38698.35 | 3.3737
2017-10-26 | 24:00 | N | 40 | 31.18 | 31.38 | 0.5 | 23:00 | 389 | 265 | 2985 | 1111 | 15560 | 8262.7 | 93669.3 | 555.5 | 118047.5 | 35883.73 | 3.2897
2017-10-27 | 1:00 | N | 40 | 23.52 | 45 | 0.5 | 24:00 | 362 | 243 | 2985 | 1111 | 14480 | 5715.36 | 134325 | 555.5 | 155075.86 | 32893.44 | 4.7145
2017-10-27 | 2:00 | N | 25.6 | 2.67 | 30 | 0.5 | 1:00 | 294 | 212 | 2985 | 1111 | 7526.4 | 566.04 | 89550 | 555.5 | 98197.94 | 30753.08 | 3.1931
2017-10-27 | 3:00 | N | 24.35 | 3.24 | 30 | 1.42 | 2:00 | 236 | 179 | 2985 | 1111 | 5746.6 | 579.96 | 89550 | 1577.62 | 97454.18 | 29468.49 | 3.3071
2017-10-27 | 4:00 | N | 20.57 | 2.85 | 30 | 1.42 | 3:00 | 201 | 205 | 2985 | 1717 | 4134.57 | 584.25 | 89550 | 2438.14 | 96706.96 | 28663.68 | 3.3739
2017-10-27 | 5:00 | N | 23.57 | 11.28 | 30 | 2.49 | 4:00 | 185 | 205 | 2985 | 1717 | 4360.45 | 2312.4 | 89550 | 4275.33 | 100498.18 | 28286.43 | 3.5529
2017-10-27 | 6:00 | N | 45.95 | 36.24 | 20 | 2.94 | 5:00 | 207 | 283 | 2985 | 1717 | 9511.65 | 10255.92 | 59700 | 5047.98 | 84515.55 | 28598.69 | 2.9552
2017-10-27 | 7:00 | N | 6.76 | 75 | 20 | 3.61 | 6:00 | 327 | 438 | 2985 | 1717 | 2210.52 | 32850 | 59700 | 6198.37 | 100958.89 | 30267.9 | 3.3355
2017-10-27 | 8:00 | N | 7.25 | 12 | 20 | 4 | 7:00 | 249 | 556 | 2872 | 2219 | 1805.25 | 6672 | 57440 | 8876 | 74793.25 | 33555.41 | 2.2289
2017-10-27 | 9:00 | N | 4.57 | 18 | 20 | 4 | 8:00 | 256 | 306 | 2872 | 2219 | 1169.92 | 5508 | 57440 | 8876 | 72993.92 | 35161.13 | 2.076
2017-10-27 | 10:00 | N | 37.29 | 31.96 | 20 | 4 | 9:00 | 156 | 343 | 2872 | 2219 | 5817.24 | 10962.28 | 57440 | 8876 | 83095.52 | 35187.16 | 2.3615
2017-10-27 | 11:00 | N | 7.06 | 10.93 | 10.68 | 4 | 10:00 | 196 | 315 | 2872 | 2219 | 1383.76 | 3442.95 | 30672.96 | 8876 | 44375.67 | 35994.45 | 1.2328
2017-10-27 | 12:00 | N | 6.99 | 12 | 12 | 4.25 | 11:00 | 226 | 326 | 2842 | 1635 | 1579.74 | 3912 | 34104 | 6948.75 | 46544.49 | 36439.91 | 1.2773
2017-10-27 | 13:00 | N | 5.91 | 12 | 12 | 5 | 12:00 | 222 | 319 | 2842 | 1635 | 1312.02 | 3828 | 34104 | 8175 | 47419.02 | 36543.51 | 1.2976
2017-10-27 | 14:00 | N | 4 | 10.26 | 10.36 | 5 | 13:00 | 195 | 299 | 2842 | 1635 | 780 | 3067.74 | 29443.12 | 8175 | 41465.86 | 36362.79 | 1.1403
2017-10-27 | 15:00 | N | 3.5 | 12 | 12 | 1.92 | 14:00 | 205 | 237 | 2842 | 1635 | 717.5 | 2844 | 34104 | 3139.2 | 40804.7 | 36282.74 | 1.1246
2017-10-27 | 16:00 | N | 2.3 | 5.26 | 8 | 2.95 | 15:00 | 212 | 213 | 2842 | 1380 | 487.6 | 1120.38 | 22736 | 4071 | 28414.98 | 36059.08 | 0.78801
2017-10-27 | 17:00 | N | 2.47 | 3.22 | 8 | 2.95 | 16:00 | 191 | 237 | 2842 | 1380 | 471.77 | 763.14 | 22736 | 4071 | 28041.91 | 35796.18 | 0.78338
2017-10-27 | 18:00 | N | 3.5 | 6.98 | 6.98 | 1 | 17:00 | 218 | 258 | 2842 | 1380 | 763 | 1800.84 | 19837.16 | 1380 | 23781 | 35525.41 | 0.66941
2017-10-27 | 19:00 | N | 8.61 | 17.35 | 17.35 | 1 | 18:00 | 240 | 365 | 2842 | 1380 | 2066.4 | 6332.75 | 49308.7 | 1380 | 59087.85 | 35182.27 | 1.6795
2017-10-27 | 20:00 | N | 21.43 | 13.64 | 15.35 | 1 | 19:00 | 320 | 214 | 2842 | 1426 | 6857.6 | 2918.96 | 43624.7 | 1426 | 54827.26 | 35334.19 | 1.5517
2017-10-27 | 21:00 | N | 16.41 | 6.8 | 8 | 1 | 20:00 | 322 | 178 | 2842 | 1426 | 5284.02 | 1210.4 | 22736 | 1426 | 30656.42 | 36440.24 | 0.84128
2017-10-27 | 22:00 | N | 28.9 | 7.94 | 7.94 | 1 | 21:00 | 337 | 173 | 2842 | 1426 | 9739.3 | 1373.62 | 22565.48 | 1426 | 35104.4 | 36112.7 | 0.97208
2017-10-27 | 23:00 | N | 41.58 | 45 | 20.59 | 0.75 | 22:00 | 394 | 194 | 2842 | 1426 | 16382.52 | 8730 | 58516.78 | 1069.5 | 84698.8 | 35346.29 | 2.3963
2017-10-27 | 24:00 | N | 17.2 | 15 | 15 | 0.75 | 23:00 | 389 | 265 | 2985 | 1111 | 6690.8 | 3975 | 44775 | 833.25 | 56274.05 | 34054.69 | 1.6525
2017-10-28 | 1:00 | N | 5.91 | 6.26 | 6.46 | 0.5 | 24:00 | 362 | 243 | 2985 | 1111 | 2139.42 | 1521.18 | 19283.1 | 555.5 | 23499.2 | 32613.26 | 0.72054
2017-10-28 | 2:00 | N | 2.84 | 2.11 | 3.51 | 0.75 | 1:00 | 294 | 212 | 2985 | 1111 | 834.96 | 447.32 | 10477.35 | 833.25 | 12592.88 | 31288.65 | 0.40247
2017-10-28 | 3:00 | N | 2.11 | 2.11 | 4.09 | 1 | 2:00 | 236 | 179 | 2985 | 1111 | 497.96 | 377.69 | 12208.65 | 1111 | 14195.3 | 30489.41 | 0.46558
2017-10-28 | 4:00 | N | 2.11 | 2.11 | 3.51 | 1 | 3:00 | 201 | 205 | 2985 | 1717 | 424.11 | 432.55 | 10477.35 | 1717 | 13051.01 | 30123.95 | 0.43324
2017-10-28 | 5:00 | N | 2.61 | 4.23 | 4.43 | 1.42 | 4:00 | 185 | 205 | 2985 | 1717 | 482.85 | 867.15 | 13223.55 | 2438.14 | 17011.69 | 30172.41 | 0.56382
2017-10-28 | 6:00 | N | 20.29 | 20 | 8 | 2.18 | 5:00 | 207 | 283 | 2985 | 1717 | 4200.03 | 5660 | 23880 | 3743.06 | 37483.09 | 30523.6 | 1.228
2017-10-28 | 7:00 | N | 3.5 | 50 | 6.26 | 4 | 6:00 | 327 | 438 | 2985 | 1717 | 1144.5 | 21900 | 18686.1 | 6868 | 48598.6 | 31531.88 | 1.5413
2017-10-28 | 8:00 | N | 2.61 | 10.99 | 11.04 | 4.37 | 7:00 | 249 | 556 | 2872 | 2219 | 649.89 | 6110.44 | 31706.88 | 9697.03 | 48164.24 | 33344.1 | 1.4445
2017-10-28 | 9:00 | N | 2 | 19.82 | 19.82 | 5 | 8:00 | 256 | 306 | 2872 | 2219 | 512 | 6064.92 | 56923.04 | 11095 | 74594.96 | 35454.65 | 2.104
2017-10-28 | 10:00 | N | 23.31 | 21.97 | 20.21 | 5 | 9:00 | 156 | 343 | 2872 | 2219 | 3636.36 | 7535.71 | 58043.12 | 11095 | 80310.19 | 36938.15 | 2.1742
2017-10-28 | 11:00 | N | 2.61 | 12.05 | 10.43 | 5 | 10:00 | 196 | 315 | 2872 | 2219 | 511.56 | 3795.75 | 29954.96 | 11095 | 45357.27 | 37474.55 | 1.2103
2017-10-28 | 12:00 | N | 3.5 | 8 | 6.06 | 3.29 | 11:00 | 226 | 326 | 2842 | 1635 | 791 | 2608 | 17222.52 | 5379.15 | 26000.67 | 37154.11 | 0.69981
2017-10-28 | 13:00 | N | 3.01 | 4.33 | 4.52 | 3 | 12:00 | 222 | 319 | 2842 | 1635 | 668.22 | 1381.27 | 12845.84 | 4905 | 19800.33 | 36278.76 | 0.54578
2017-10-28 | 14:00 | N | 3.5 | 2.95 | 3.15 | 2.94 | 13:00 | 195 | 299 | 2842 | 1635 | 682.5 | 882.05 | 8952.3 | 4806.9 | 15323.75 | 35039.07 | 0.43733
2017-10-28 | 15:00 | N | 3.5 | 2.11 | 2.31 | 1 | 14:00 | 205 | 237 | 2842 | 1635 | 717.5 | 500.07 | 6565.02 | 1635 | 9417.59 | 33903.08 | 0.27778
2017-10-28 | 16:00 | N | 3.5 | 1 | 2.11 | 1 | 15:00 | 212 | 213 | 2842 | 1380 | 742 | 213 | 5996.62 | 1380 | 8331.62 | 33077.19 | 0.25188
2017-10-28 | 17:00 | N | 3.66 | 0.95 | 2.11 | 1 | 16:00 | 191 | 237 | 2842 | 1380 | 699.06 | 225.15 | 5996.62 | 1380 | 8300.83 | 32704.71 | 0.25381
2017-10-28 | 18:00 | N | 4.7 | 7.78 | 7.98 | 1 | 17:00 | 218 | 258 | 2842 | 1380 | 1024.6 | 2007.24 | 22679.16 | 1380 | 27091 | 32661.36 | 0.82945
2017-10-28 | 19:00 | N | 9.94 | 17.6 | 19.57 | 1 | 18:00 | 240 | 365 | 2842 | 1380 | 2385.6 | 6424 | 55617.94 | 1380 | 65807.54 | 32741.46 | 2.0099
2017-10-28 | 20:00 | N | 8.61 | 11.35 | 12.24 | 1 | 19:00 | 320 | 214 | 2842 | 1426 | 2755.2 | 2428.9 | 34786.08 | 1426 | 41396.18 | 33447.2 | 1.2377
2017-10-28 | 21:00 | N | 10.13 | 4.78 | 10.26 | 1 | 20:00 | 322 | 178 | 2842 | 1426 | 3261.86 | 850.84 | 29158.92 | 1426 | 34697.62 | 35163.21 | 0.98676
2017-10-28 | 22:00 | N | 8.61 | 7.43 | 8 | 1 | 21:00 | 337 | 173 | 2842 | 1426 | 2901.57 | 1285.39 | 22736 | 1426 | 28348.96 | 35321.48 | 0.8026
2017-10-28 | 23:00 | N | 22.91 | 21.86 | 8.24 | 0.75 | 22:00 | 394 | 194 | 2842 | 1426 | 9026.54 | 4240.84 | 23418.08 | 1069.5 | 37754.96 | 34896.2 | 1.0819
2017-10-28 | 24:00 | N | 16.6 | 15 | 15 | 0.75 | 23:00 | 389 | 265 | 2985 | 1111 | 6457.4 | 3975 | 44775 | 833.25 | 56040.65 | 34094.92 | 1.6437
2017-10-29 | 1:00 | N | 13.2 | 11.8 | 12 | 0.5 | 24:00 | 362 | 243 | 2985 | 1111 | 4778.4 | 2867.4 | 35820 | 555.5 | 44021.3 | 33118.06 | 1.3292
2017-10-29 | 2:00 | N | 3.5 | 2.51 | 8.54 | 0.5 | 1:00 | 294 | 212 | 2985 | 1111 | 1029 | 532.12 | 25491.9 | 555.5 | 27608.52 | 32119.83 | 0.85955
2017-10-29 | 3:00 | N | 3.11 | 2.92 | 8 | 1.1 | 2:00 | 236 | 179 | 2985 | 1111 | 733.96 | 522.68 | 23880 | 1222.1 | 26358.74 | 31574.94 | 0.8348
2017-10-29 | 4:00 | N | 3.11 | 2.11 | 8 | 1 | 3:00 | 201 | 205 | 2985 | 1717 | 625.11 | 432.55 | 23880 | 1717 | 26654.66 | 31403.65 | 0.84878
2017-10-29 | 5:00 | N | 3.5 | 6.2 | 8 | 1 | 4:00 | 185 | 205 | 2985 | 1717 | 647.5 | 1271 | 23880 | 1717 | 27515.5 | 31479.33 | 0.87408
2017-10-29 | 6:00 | N | 27.63 | 20 | 18.31 | 2.18 | 5:00 | 207 | 283 | 2985 | 1717 | 5719.41 | 5660 | 54655.35 | 3743.06 | 69777.82 | 31783.31 | 2.1954
2017-10-29 | 7:00 | N | 7.25 | 63.06 | 20 | 10 | 6:00 | 327 | 438 | 2985 | 1717 | 2370.75 | 27620.28 | 59700 | 17170 | 106861.03 | 32512.34 | 3.2868
2017-10-29 | 8:00 | N | 7.25 | 11.8 | 12 | 10.51 | 7:00 | 249 | 556 | 2872 | 2219 | 1805.25 | 6560.8 | 34464 | 23321.69 | 66151.74 | 33665.1 | 1.965
2017-10-29 | 9:00 | N | 2.73 | 13.17 | 13.26 | 12.13 | 8:00 | 256 | 306 | 2872 | 2219 | 698.88 | 4030.02 | 38082.72 | 26916.47 | 69728.09 | 35095.15 | 1.9868
2017-10-29 | 10:00 | N | 29.39 | 23.31 | 20.24 | 15.8 | 9:00 | 156 | 343 | 2872 | 2219 | 4584.84 | 7995.33 | 58129.28 | 35060.2 | 105769.65 | 36181.59 | 2.9233
2017-10-29 | 11:00 | N | 5.5 | 10.87 | 10.21 | 10 | 10:00 | 196 | 315 | 2872 | 2219 | 1078 | 3424.05 | 29323.12 | 22190 | 56015.17 | 36198.73 | 1.5474
2017-10-29 | 12:00 | N | 4.75 | 8 | 8 | 6 | 11:00 | 226 | 326 | 2842 | 1635 | 1073.5 | 2608 | 22736 | 9810 | 36227.5 | 35282.26 | 1.0268
2017-10-29 | 13:00 | N | 6.57 | 8 | 8 | 6 | 12:00 | 222 | 319 | 2842 | 1635 | 1458.54 | 2552 | 22736 | 9810 | 36556.54 | 34180.52 | 1.0695
2017-10-29 | 14:00 | N | 6.41 | 7.22 | 7.42 | 6 | 13:00 | 195 | 299 | 2842 | 1635 | 1249.95 | 2158.78 | 21087.64 | 9810 | 34306.37 | 33379.41 | 1.0278
2017-10-29 | 15:00 | N | 4 | 6.71 | 7.11 | 2.99 | 14:00 | 205 | 237 | 2842 | 1635 | 820 | 1590.27 | 20206.62 | 4888.65 | 27505.54 | 32757.66 | 0.83967
2017-10-29 | 16:00 | N | 3.5 | 2.98 | 4.83 | 2.99 | 15:00 | 212 | 213 | 2842 | 1380 | 742 | 634.74 | 13726.86 | 4126.2 | 19229.8 | 32482.48 | 0.59201
2017-10-29 | 17:00 | N | 4 | 2.16 | 3.36 | 2.41 | 16:00 | 191 | 237 | 2842 | 1380 | 764 | 511.92 | 9549.12 | 3325.8 | 14150.84 | 32538.67 | 0.43489
2017-10-29 | 18:00 | N | 4.23 | 10.27 | 10.78 | 2.99 | 17:00 | 218 | 258 | 2842 | 1380 | 922.14 | 2649.66 | 30636.76 | 4126.2 | 38334.76 | 32908.98 | 1.1649
2017-10-29 | 19:00 | N | 15 | 17.3 | 18.51 | 2 | 18:00 | 240 | 365 | 2842 | 1380 | 3600 | 6314.5 | 52605.42 | 2760 | 65279.92 | 33251.7 | 1.9632
2017-10-29 | 20:00 | N | 15 | 13.87 | 14.53 | 1.66 | 19:00 | 320 | 214 | 2842 | 1426 | 4800 | 2968.18 | 41294.26 | 2367.16 | 51429.6 | 33773.31 | 1.5228
2017-10-29 | 21:00 | N | 18.53 | 8.11 | 9.8 | 1.43 | 20:00 | 322 | 178 | 2842 | 1426 | 5966.66 | 1443.58 | 27851.6 | 2039.18 | 37301.02 | 35533.58 | 1.0497
2017-10-29 | 22:00 | N | 20.5 | 17.44 | 20.08 | 1.3 | 21:00 | 337 | 173 | 2842 | 1426 | 6908.5 | 3017.12 | 57067.36 | 1853.8 | 68846.78 | 35116.05 | 1.9606
2017-10-29 | 23:00 | N | 65 | 65.36 | 65.46 | 0.5 | 22:00 | 394 | 194 | 2842 | 1426 | 25610 | 12679.84 | 186037.32 | 713 | 225040.16 | 33951.39 | 6.6283
2017-10-29 | 24:00 | N | 46.56 | 44.8 | 45 | 0.5 | 23:00 | 389 | 265 | 2985 | 1111 | 18111.84 | 11872 | 134325 | 555.5 | 164864.34 | 31991.95 | 5.1533
2017-10-30 | 1:00 | N | 32.77 | 24.01 | 45 | 0.49 | 24:00 | 362 | 243 | 2985 | 1111 | 11862.74 | 5834.43 | 134325 | 544.39 | 152566.56 | 29990.35 | 5.0872
2017-10-30 | 2:00 | N | 14.67 | 5 | 50.81 | 0.49 | 1:00 | 294 | 212 | 2985 | 1111 | 4312.98 | 1060 | 151667.85 | 544.39 | 157585.22 | 28617.92 | 5.5065
2017-10-30 | 3:00 | N | 14.08 | 5 | 45 | 2.99 | 2:00 | 236 | 179 | 2985 | 1111 | 3322.88 | 895 | 134325 | 3321.89 | 141864.77 | 27777.21 | 5.1072
2017-10-30 | 4:00 | N | 10.03 | 5.86 | 45 | 2.99 | 3:00 | 201 | 205 | 2985 | 1717 | 2016.03 | 1201.3 | 134325 | 5133.83 | 142676.16 | 27400.89 | 5.207
2017-10-30 | 5:00 | N | 14.21 | 11.37 | 45 | 4 | 4:00 | 185 | 205 | 2985 | 1717 | 2628.85 | 2330.85 | 134325 | 6868 | 146152.7 | 27605.3 | 5.2944
2017-10-30 | 6:00 | N | 35 | 30 | 30 | 4 | 5:00 | 207 | 283 | 2985 | 1717 | 7245 | 8490 | 89550 | 6868 | 112153 | 28517.66 | 3.9328
2017-10-30 | 7:00 | N | 7.25 | 50 | 20 | 10 | 6:00 | 327 | 438 | 2985 | 1717 | 2370.75 | 21900 | 59700 | 17170 | 101140.75 | 30809.84 | 3.2827
2017-10-30 | 8:00 | N | 7.25 | 11.58 | 12 | 10 | 7:00 | 249 | 556 | 2872 | 2219 | 1805.25 | 6438.48 | 34464 | 22190 | 64897.73 | 34646.54 | 1.8731
2017-10-30 | 9:00 | N | 3.5 | 11.75 | 12 | 10 | 8:00 | 256 | 306 | 2872 | 2219 | 896 | 3595.5 | 34464 | 22190 | 61145.5 | 36374.26 | 1.681
2017-10-30 | 10:00 | N | 23.31 | 20 | 20 | 14 | 9:00 | 156 | 343 | 2872 | 2219 | 3636.36 | 6860 | 57440 | 31066 | 99002.36 | 36090.4 | 2.7432
2017-10-30 | 11:00 | N | 7.8 | 11.8 | 12 | 10 | 10:00 | 196 | 315 | 2872 | 2219 | 1528.8 | 3717 | 34464 | 22190 | 61899.8 | 35988.66 | 1.72
2017-10-30 | 12:00 | N | 9.11 | 11.78 | 12 | 10 | 11:00 | 226 | 326 | 2842 | 1635 | 2058.86 | 3840.28 | 34104 | 16350 | 56353.14 | 35959.95 | 1.5671
2017-10-30 | 13:00 | N | 7.25 | 11.81 | 12.01 | 10 | 12:00 | 222 | 319 | 2842 | 1635 | 1609.5 | 3767.39 | 34132.42 | 16350 | 55859.31 | 35961.84 | 1.5533
2017-10-30 | 14:00 | N | 9.11 | 10.19 | 12 | 10 | 13:00 | 195 | 299 | 2842 | 1635 | 1776.45 | 3046.81 | 34104 | 16350 | 55277.26 | 36014.97 | 1.5348
2017-10-30 | 15:00 | N | 3.5 | 8.61 | 12 | 2.99 | 14:00 | 205 | 237 | 2842 | 1635 | 717.5 | 2040.57 | 34104 | 4888.65 | 41750.72 | 36438.28 | 1.1458
2017-10-30 | 16:00 | N | 3.5 | 4.35 | 12 | 4 | 15:00 | 212 | 213 | 2842 | 1380 | 742 | 926.55 | 34104 | 5520 | 41292.55 | 36854.27 | 1.1204
2017-10-30 | 17:00 | N | 4 | 4 | 12 | 4 | 16:00 | 191 | 237 | 2842 | 1380 | 764 | 948 | 34104 | 5520 | 41336 | 37227.89 | 1.1104
2017-10-30 | 18:00 | N | 3.5 | 7.47 | 10.45 | 4 | 17:00 | 218 | 258 | 2842 | 1380 | 763 | 1927.26 | 29698.9 | 5520 | 37909.16 | 37622.17 | 1.0076
2017-10-30 | 19:00 | N | 8.11 | 16.97 | 17.79 | 2.99 | 18:00 | 240 | 365 | 2842 | 1380 | 1946.4 | 6194.05 | 50559.18 | 4126.2 | 62825.83 | 37517.5 | 1.6746
2017-10-30 | 20:00 | N | 9.11 | 8.87 | 12 | 2.2 | 19:00 | 320 | 214 | 2842 | 1426 | 2915.2 | 1898.18 | 34104 | 3137.2 | 42054.58 | 37509.41 | 1.1212
2017-10-30 | 21:00 | N | 11.55 | 2.8 | 13 | 1 | 20:00 | 322 | 178 | 2842 | 1426 | 3719.1 | 498.4 | 36946 | 1426 | 42589.5 | 38595.78 | 1.1035
2017-10-30 | 22:00 | N | 13.63 | 12 | 13 | 1 | 21:00 | 337 | 173 | 2842 | 1426 | 4593.31 | 2076 | 36946 | 1426 | 45041.31 | 37931.35 | 1.1874
2017-10-30 | 23:00 | N | 40 | 42.75 | 42.95 | 0.75 | 22:00 | 394 | 194 | 2842 | 1426 | 15760 | 8293.5 | 122063.9 | 1069.5 | 147186.9 | 36267.13 | 4.0584
2017-10-30 | 24:00 | N | 40 | 37.95 | 38.15 | 0.5 | 23:00 | 389 | 265 | 2985 | 1111 | 15560 | 10056.75 | 113877.75 | 555.5 | 140050 | 33686.56 | 4.1574
2017-10-31 | 1:00 | N | 12.54 | 8.92 | 19 | 0.5 | 24:00 | 362 | 243 | 2985 | 1111 | 4539.48 | 2167.56 | 56715 | 555.5 | 63977.54 | 31045.26 | 2.0608
2017-10-31 | 2:00 | N | 8.77 | 3.11 | 19 | 0.5 | 1:00 | 294 | 212 | 2985 | 1111 | 2578.38 | 659.32 | 56715 | 555.5 | 60508.2 | 29146.16 | 2.076
2017-10-31 | 3:00 | N | 4.85 | 3.11 | 19 | 3.11 | 2:00 | 236 | 179 | 2985 | 1111 | 1144.6 | 556.69 | 56715 | 3455.21 | 61871.5 | 28162.22 | 2.197
2017-10-31 | 4:00 | N | 6.28 | 3.84 | 19 | 2.99 | 3:00 | 201 | 205 | 2985 | 1717 | 1262.28 | 787.2 | 56715 | 5133.83 | 63898.31 | 27623.21 | 2.3132
2017-10-31 | 5:00 | N | 7.9 | 7 | 18 | 4.62 | 4:00 | 185 | 205 | 2985 | 1717 | 1461.5 | 1435 | 53730 | 7932.54 | 64559.04 | 27618.29 | 2.3375
2017-10-31 | 6:00 | N | 18.21 | 17 | 17.2 | 4.62 | 5:00 | 207 | 283 | 2985 | 1717 | 3769.47 | 4811 | 51342 | 7932.54 | 67855.01 | 28249.22 | 2.402
2017-10-31 | 7:00 | N | 3.5 | 12.64 | 12.84 | 10 | 6:00 | 327 | 438 | 2985 | 1717 | 1144.5 | 5536.32 | 38327.4 | 17170 | 62178.22 | 30402.29 | 2.0452
2017-10-31 | 8:00 | N | 4.07 | 10.76 | 11.19 | 10 | 7:00 | 249 | 556 | 2872 | 2219 | 1013.43 | 5982.56 | 32137.68 | 22190 | 61323.67 | 34122.27 | 1.7972
2017-10-31 | 9:00 | N | 3.5 | 11.36 | 14 | 10 | 8:00 | 256 | 306 | 2872 | 2219 | 896 | 3476.16 | 40208 | 22190 | 66770.16 | 35971.33 | 1.8562
2017-10-31 | 10:00 | N | 17.31 | 19.8 | 20 | 10 | 9:00 | 156 | 343 | 2872 | 2219 | 2700.36 | 6791.4 | 57440 | 22190 | 89121.76 | 35843.03 | 2.4864
2017-10-31 | 11:00 | N | 5.52 | 10.01 | 10.21 | 10 | 10:00 | 196 | 315 | 2872 | 2219 | 1081.92 | 3153.15 | 29323.12 | 22190 | 55748.19 | 36487.8 | 1.5279
2017-10-31 | 12:00 | N | 6.25 | 10.01 | 10.21 | 10 | 11:00 | 226 | 326 | 2842 | 1635 | 1412.5 | 3263.26 | 29016.82 | 16350 | 50042.58 | 37122.23 | 1.348
2017-10-31 | 13:00 | N | 4.54 | 10 | 10.2 | 9.99 | 12:00 | 222 | 319 | 2842 | 1635 | 1007.88 | 3190 | 28988.4 | 16333.65 | 49519.93 | 37669.06 | 1.3146
2017-10-31 | 14:00 | N | 5.41 | 10 | 10.21 | 10 | 13:00 | 195 | 299 | 2842 | 1635 | 1054.95 | 2990 | 29016.82 | 16350 | 49411.77 | 37901.83 | 1.3037
2017-10-31 | 15:00 | N | 3.5 | 7.67 | 7.87 | 4 | 14:00 | 205 | 237 | 2842 | 1635 | 717.5 | 1817.79 | 22366.54 | 6540 | 31441.83 | 38313.67 | 0.82064
2017-10-31 | 16:00 | N | 3.5 | 5.64 | 8 | 4.62 | 15:00 | 212 | 213 | 2842 | 1380 | 742 | 1201.32 | 22736 | 6375.6 | 31054.92 | 38260.7 | 0.81167
2017-10-31 | 17:00 | N | 2.61 | 5.8 | 9.64 | 4.82 | 16:00 | 191 | 237 | 2842 | 1380 | 498.51 | 1374.6 | 27396.88 | 6651.6 | 35921.59 | 37847.81 | 0.94911
2017-10-31 | 18:00 | N | 3.5 | 9.77 | 14 | 4.82 | 17:00 | 218 | 258 | 2842 | 1380 | 763 | 2520.66 | 39788 | 6651.6 | 49723.26 | 37968.3 | 1.3096
2017-10-31 | 19:00 | N | 15 | 17.35 | 22 | 2.99 | 18:00 | 240 | 365 | 2842 | 1380 | 3600 | 6332.75 | 62524 | 4126.2 | 76582.95 | 37865.77 | 2.0225
2017-10-31 | 20:00 | N | 8.61 | 10.85 | 15.85 | 2.99 | 19:00 | 320 | 214 | 2842 | 1426 | 2755.2 | 2321.9 | 45045.7 | 4263.74 | 54386.54 | 37804.87 | 1.4386
2017-10-31 | 21:00 | N | 11.19 | 4.48 | 9.48 | 1 | 20:00 | 322 | 178 | 2842 | 1426 | 3603.18 | 797.44 | 26942.16 | 1426 | 32768.78 | 38085.59 | 0.8604
2017-10-31 | 22:00 | N | 11.03 | 9.6 | 9.8 | 1 | 21:00 | 337 | 173 | 2842 | 1426 | 3717.11 | 1660.8 | 27851.6 | 1426 | 34655.51 | 37897.79 | 0.91445
2017-10-31 | 23:00 | N | 25 | 25 | 25.2 | 0.75 | 22:00 | 394 | 194 | 2842 | 1426 | 9850 | 4850 | 71618.4 | 1069.5 | 87387.9 | 37233.99 | 2.347
2017-10-31 | 24:00 | N | 30 | 27.8 | 28 | 0.75 | 23:00 | 389 | 265 | 2985 | 1111 | 11670 | 7367 | 83580 | 833.25 | 103450.25 | 35219.72 | 2.9373
2017-11-01 | 1:00 | N | 13.35 | 12 | 29.71 | 0.97 | 24:00 | 362 | 243 | 2985 | 1111 | 4832.7 | 2916 | 88684.35 | 1077.67 | 97510.72 | 32833.91 | 2.9698
2017-11-01 | 2:00 | N | 8.74 | 3.11 | 29.71 | 0.97 | 1:00 | 294 | 212 | 2985 | 1111 | 2569.56 | 659.32 | 88684.35 | 1077.67 | 92990.9 | 30986.13 | 3.001
2017-11-01 | 3:00 | N | 10 | 3.11 | 29.71 | 3 | 2:00 | 236 | 179 | 2985 | 1111 | 2360 | 556.69 | 88684.35 | 3333 | 94934.04 | 29986.67 | 3.1659
2017-11-01 | 4:00 | N | 8.45 | 3.11 | 29.71 | 3 | 3:00 | 201 | 205 | 2985 | 1717 | 1698.45 | 637.55 | 88684.35 | 5151 | 96171.35 | 29456.58 | 3.2649
2017-11-01 | 5:00 | N | 11.6 | 11.3 | 28.83 | 3 | 4:00 | 185 | 205 | 2985 | 1717 | 2146 | 2316.5 | 86057.55 | 5151 | 95671.05 | 29367.92 | 3.2577
2017-11-01 | 6:00 | N | 26.18 | 24.12 | 28.13 | 3 | 5:00 | 207 | 283 | 2985 | 1717 | 5419.26 | 6825.96 | 83968.05 | 5151 | 101364.27 | 29915.4 | 3.3884
2017-11-01 | 7:00 | N | 7.25 | 23.01 | 23.21 | 18 | 6:00 | 327 | 438 | 2985 | 1717 | 2370.75 | 10078.38 | 69281.85 | 30906 | 112636.98 | 31892.97 | 3.5317
2017-11-01 | 8:00 | N | 5.77 | 10 | 11 | 10 | 7:00 | 249 | 556 | 2872 | 2219 | 1436.73 | 5560 | 31592 | 22190 | 60778.73 | 35271.29 | 1.7232
2017-11-01 | 9:00 | N | 4.01 | 10.07 | 20 | 10.07 | 8:00 | 256 | 306 | 2872 | 2219 | 1026.56 | 3081.42 | 57440 | 22345.33 | 83893.31 | 36936.09 | 2.2713
2017-11-01 | 10:00 | N | 4.01 | 4.05 | 20 | 10.08 | 9:00 | 156 | 343 | 2872 | 2219 | 625.56 | 1389.15 | 57440 | 22367.52 | 81822.23 | 36761.76 | 2.2257
2017-11-01 | 11:00 | N | 5.75 | 6 | 20 | 6 | 10:00 | 196 | 315 | 2872 | 2219 | 1127 | 1890 | 57440 | 13314 | 73771 | 37038.87 | 1.9917
2017-11-01 | 12:00 | N | 6.18 | 8 | 22 | 8 | 11:00 | 226 | 326 | 2842 | 1635 | 1396.68 | 2608 | 62524 | 13080 | 79608.68 | 37486.21 | 2.1237
2017-11-01 | 13:00 | N | 5.24 | 8.11 | 22 | 8.11 | 12:00 | 222 | 319 | 2842 | 1635 | 1163.28 | 2587.09 | 62524 | 13259.85 | 79534.22 | 37791.9 | 2.1045
2017-11-01 | 14:00 | N | 5.51 | 8.45 | 22.79 | 8.45 | 13:00 | 195 | 299 | 2842 | 1635 | 1074.45 | 2526.55 | 64769.18 | 13815.75 | 82185.93 | 38288.75 | 2.1465
2017-11-01 | 15:00 | N | 4.07 | 4.82 | 20.26 | 4.82 | 14:00 | 205 | 237 | 2842 | 1635 | 834.35 | 1142.34 | 57578.92 | 7880.7 | 67436.31 | 39018.54 | 1.7283
2017-11-01 | 16:00 | N | 3.5 | 5.05 | 20.5 | 4.82 | 15:00 | 212 | 213 | 2842 | 1380 | 742 | 1075.65 | 58261 | 6651.6 | 66730.25 | 39743.46 | 1.679
2017-11-01 | 17:00 | N | 3.5 | 6.78 | 15.03 | 6.24 | 16:00 | 191 | 237 | 2842 | 1380 | 668.5 | 1606.86 | 42715.26 | 8611.2 | 53601.82 | 40481.34 | 1.3241
2017-11-01 | 18:00 | N | 4.01 | 20.51 | 22 | 6.09 | 17:00 | 218 | 258 | 2842 | 1380 | 874.18 | 5291.58 | 62524 | 8404.2 | 77093.96 | 41348.95 | 1.8645
2017-11-01 | 19:00 | N | 3.5 | 7.12 | 22 | 8 | 18:00 | 240 | 365 | 2842 | 1380 | 840 | 2598.8 | 62524 | 11040 | 77002.8 | 41447.87 | 1.8578
2017-11-01 | 20:00 | N | 3.5 | 2.11 | 15.7 | 6.82 | 19:00 | 320 | 214 | 2842 | 1426 | 1120 | 451.54 | 44619.4 | 9725.32 | 55916.26 | 41285.54 | 1.3544
2017-11-01 | 21:00 | N | 5.43 | 2.11 | 14 | 6 | 20:00 | 322 | 178 | 2842 | 1426 | 1748.46 | 375.58 | 39788 | 8556 | 50468.04 | 42083.18 | 1.1992
2017-11-01 | 22:00 | N | 8.33 | 5 | 20 | 5 | 21:00 | 337 | 173 | 2842 | 1426 | 2807.21 | 865 | 56840 | 7130 | 67642.21 | 41317.8 | 1.6371
2017-11-01 | 23:00 | N | 35 | 22 | 40 | 1 | 22:00 | 394 | 194 | 2842 | 1426 | 13790 | 4268 | 113680 | 1426 | 133164 | 39648.72 | 3.3586
2017-11-01 | 24:00 | N | 26.37 | 13.59 | 37.63 | 0.97 | 23:00 | 389 | 265 | 2985 | 1111 | 10257.93 | 3601.35 | 112325.55 | 1077.67 | 127262.5 | 37131.16 | 3.4274
2017-11-02 | 1:00 | N | 27.04 | 9.11 | 24.75 | 0.97 | 24:00 | 362 | 243 | 2985 | 1111 | 9788.48 | 2213.73 | 73878.75 | 1077.67 | 86958.63 | 34648.56 | 2.5097
2017-11-02 | 2:00 | N | 14.82 | 7 | 24.75 | 0.97 | 1:00 | 294 | 212 | 2985 | 1111 | 4357.08 | 1484 | 73878.75 | 1077.67 | 80797.5 | 32631.97 | 2.476
2017-11-02 | 3:00 | N | 20.05 | 7 | 24.75 | 5 | 2:00 | 236 | 179 | 2985 | 1111 | 4731.8 | 1253 | 73878.75 | 5555 | 85418.55 | 31369.39 | 2.723
2017-11-02 | 4:00 | N | 8.47 | 8.61 | 24.75 | 4 | 3:00 | 201 | 205 | 2985 | 1717 | 1702.47 | 1765.05 | 73878.75 | 6868 | 84214.27 | 30602.7 | 2.7519
2017-11-02 | 5:00 | N | 16.89 | 10.14 | 24.75 | 5 | 4:00 | 185 | 205 | 2985 | 1717 | 3124.65 | 2078.7 | 73878.75 | 8585 | 87667.1 | 30247.4 | 2.8983
2017-11-02 | 6:00 | N | 30 | 27 | 24 | 5 | 5:00 | 207 | 283 | 2985 | 1717 | 6210 | 7641 | 71640 | 8585 | 94076 | 30647.21 | 3.0696
2017-11-02 | 7:00 | N | 7.77 | 22.62 | 15.96 | 15.75 | 6:00 | 327 | 438 | 2985 | 1717 | 2540.79 | 9907.56 | 47640.6 | 27042.75 | 87131.7 | 32490.48 | 2.6818
2017-11-02 | 8:00 | N | 7.25 | 9.11 | 10.36 | 10.15 | 7:00 | 249 | 556 | 2872 | 2219 | 1805.25 | 5065.16 | 29753.92 | 22522.85 | 59147.18 | 36034.41 | 1.6414
2017-11-02 | 9:00 | N | 6.24 | 9.68 | 11.75 | 11.54 | 8:00 | 256 | 306 | 2872 | 2219 | 1597.44 | 2962.08 | 33746 | 25607.26 | 63912.78 | 37866.18 | 1.6879
2017-11-02 | 10:00 | N | 6.47 | 8.11 | 13.04 | 12.83 | 9:00 | 156 | 343 | 2872 | 2219 | 1009.32 | 2781.73 | 37450.88 | 28469.77 | 69711.7 | 37904.69 | 1.8391
2017-11-02 | 11:00 | N | 5.51 | 8 | 9 | 8 | 10:00 | 196 | 315 | 2872 | 2219 | 1079.96 | 2520 | 25848 | 17752 | 47199.96 | 39126.2 | 1.2064
2017-11-02 | 12:00 | N | 5.05 | 7.34 | 9 | 7.34 | 11:00 | 226 | 326 | 2842 | 1635 | 1141.3 | 2392.84 | 25578 | 12000.9 | 41113.04 | 40805.45 | 1.0075
2017-11-02 | 13:00 | N | 3.5 | 7.75 | 10.21 | 10 | 12:00 | 222 | 319 | 2842 | 1635 | 777 | 2472.25 | 29016.82 | 16350 | 48616.07 | 42330.3 | 1.1485
2017-11-02 | 14:00 | N | 2.61 | 8.55 | 10 | 10 | 13:00 | 195 | 299 | 2842 | 1635 | 508.95 | 2556.45 | 28420 | 16350 | 47835.4 | 43803.99 | 1.092
2017-11-02 | 15:00 | N | 2.11 | 8.48 | 15 | 6.62 | 14:00 | 205 | 237 | 2842 | 1635 | 432.55 | 2009.76 | 42630 | 10823.7 | 55896.01 | 45689.29 | 1.2234
2017-11-02 | 16:00 | N | 2.04 | 11.75 | 21.75 | 10 | 15:00 | 212 | 213 | 2842 | 1380 | 432.48 | 2502.75 | 61813.5 | 13800 | 78548.73 | 47255.1 | 1.6622
2017-11-02 | 17:00 | N | 2.24 | 26.28 | 28.38 | 19.36 | 16:00 | 191 | 237 | 2842 | 1380 | 427.84 | 6228.36 | 80655.96 | 26716.8 | 114028.96 | 48361.96 | 2.3578
2017-11-02 | 18:00 | N | 2.11 | 18.77 | 16.86 | 10 | 17:00 | 218 | 258 | 2842 | 1380 | 459.98 | 4842.66 | 47916.12 | 13800 | 67018.76 | 49203.33 | 1.3621
2017-11-02 | 19:00 | N | 2.11 | 9 | 14 | 10 | 18:00 | 240 | 365 | 2842 | 1380 | 506.4 | 3285 | 39788 | 13800 | 57379.4 | 48718.06 | 1.1778
2017-11-02 | 20:00 | N | 3.32 | 9 | 11.47 | 9 | 19:00 | 320 | 214 | 2842 | 1426 | 1062.4 | 1926 | 32597.74 | 12834 | 48420.14 | 47560.8 | 1.0181
2017-11-02 | 21:00 | N | 5.25 | 7.98 | 8.42 | 7.98 | 20:00 | 322 | 178 | 2842 | 1426 | 1690.5 | 1420.44 | 23929.64 | 11379.48 | 38420.06 | 47482.99 | 0.80913
2017-11-02 | 22:00 | N | 7.25 | 7.8 | 8 | 5 | 21:00 | 337 | 173 | 2842 | 1426 | 2443.25 | 1349.4 | 22736 | 7130 | 33658.65 | 46314.98 | 0.72673
2017-11-02 | 23:00 | N | 22.56 | 19.8 | 20 | 0.97 | 22:00 | 394 | 194 | 2842 | 1426 | 8888.64 | 3841.2 | 56840 | 1383.22 | 70953.06 | 44228.76 | 1.6042
2017-11-02 | 24:00 | N | 30 | 22.35 | 28 | 0.97 | 23:00 | 389 | 265 | 2985 | 1111 | 11670 | 5922.75 | 83580 | 1077.67 | 102250.42 | 41309.17 | 2.4752
2017-11-03 | 1:00 | N | 10 | 11.07 | 11.27 | 0.97 | 24:00 | 362 | 243 | 2985 | 1111 | 3620 | 2690.01 | 33640.95 | 1077.67 | 41028.63 | 38046.19 | 1.0784
2017-11-03 | 2:00 | N | 4.32 | 7 | 11.25 | 0.97 | 1:00 | 294 | 212 | 2985 | 1111 | 1270.08 | 1484 | 33581.25 | 1077.67 | 37413 | 35403.6 | 1.0568
2017-11-03 | 3:00 | N | 4.81 | 4.63 | 11.25 | 6 | 2:00 | 236 | 179 | 2985 | 1111 | 1135.16 | 828.77 | 33581.25 | 6666 | 42211.18 | 33782.6 | 1.2495
2017-11-03 | 4:00 | N | 3.5 | 3.52 | 9.99 | 6 | 3:00 | 201 | 205 | 2985 | 1717 | 703.5 | 721.6 | 29820.15 | 10302 | 41547.25 | 32668.47 | 1.2718
2017-11-03 | 5:00 | N | 5.13 | 8.05 | 8.25 | 6 | 4:00 | 185 | 205 | 2985 | 1717 | 949.05 | 1650.25 | 24626.25 | 10302 | 37527.55 | 32131.26 | 1.1679
2017-11-03 | 6:00 | N | 12.6 | 14.93 | 10.74 | 4 | 5:00 | 207 | 283 | 2985 | 1717 | 2608.2 | 4225.19 | 32058.9 | 6868 | 45760.29 | 32338.24 | 1.4151
2017-11-03 | 7:00 | N | 3.5 | 25 | 10.52 | 24.99 | 6:00 | 327 | 438 | 2985 | 1717 | 1144.5 | 10950 | 31402.2 | 42907.83 | 86404.53 | 34060.87 | 2.5368
2017-11-03 | 8:00 | N | 3.5 | 10 | 11.25 | 12 | 7:00 | 249 | 556 | 2872 | 2219 | 871.5 | 5560 | 32310 | 26628 | 65369.5 | 37160.52 | 1.7591
2017-11-03 | 9:00 | N | 2.61 | 11.23 | 9.95 | 12 | 8:00 | 256 | 306 | 2872 | 2219 | 668.16 | 3436.38 | 28576.4 | 26628 | 59308.94 | 38782.2 | 1.5293
2017-11-03 | 10:00 | N | 2.61 | 10 | 9 | 12 | 9:00 | 156 | 343 | 2872 | 2219 | 407.16 | 3430 | 25848 | 26628 | 56313.16 | 38706.25 | 1.4549
2017-11-03 | 11:00 | N | 2.11 | 8 | 7.61 | 8 | 10:00 | 196 | 315 | 2872 | 2219 | 413.56 | 2520 | 21855.92 | 17752 | 42541.48 | 39553.85 | 1.0755
2017-11-03 | 12:00 | N | 2 | 8.36 | 8.86 | 10 | 11:00 | 226 | 326 | 2842 | 1635 | 452 | 2725.36 | 25180.12 | 16350 | 44707.48 | 40689.99 | 1.0987
2017-11-03 | 13:00 | N | 2 | 10.28 | 12.61 | 12.56 | 12:00 | 222 | 319 | 2842 | 1635 | 444 | 3279.32 | 35837.62 | 20535.6 | 60096.54 | 41825.46 | 1.4368
2017-11-03 | 14:00 | N | 2 | 16.21 | 16.99 | 20.82 | 13:00 | 195 | 299 | 2842 | 1635 | 390 | 4846.79 | 48285.58 | 34040.7 | 87563.07 | 42775.45 | 2.047
2017-11-03 | 15:00 | N | 2 | 18.73 | 23.72 | 18.73 | 14:00 | 205 | 237 | 2842 | 1635 | 410 | 4439.01 | 67412.24 | 30623.55 | 102884.8 | 43935.28 | 2.3417
2017-11-03 | 16:00 | N | 1.69 | 26.52 | 31.52 | 25 | 15:00 | 212 | 213 | 2842 | 1380 | 358.28 | 5648.76 | 89579.84 | 34500 | 130086.88 | 45048.11 | 2.8877
2017-11-03 | 17:00 | N | 1.73 | 29.6 | 34.6 | 21 | 16:00 | 191 | 237 | 2842 | 1380 | 330.43 | 7015.2 | 98333.2 | 28980 | 134658.83 | 45815.83 | 2.9391
2017-11-03 | 18:00 | N | 2.11 | 17.05 | 17.5 | 13.15 | 17:00 | 218 | 258 | 2842 | 1380 | 459.98 | 4398.9 | 49735 | 18147 | 72740.88 | 46274.77 | 1.5719
2017-11-03 | 19:00 | N | 2.11 | 8.01 | 9.26 | 10 | 18:00 | 240 | 365 | 2842 | 1380 | 506.4 | 2923.65 | 26316.92 | 13800 | 43546.97 | 45490.18 | 0.95728
2017-11-03 | 20:00 | N | 2 | 8.06 | 9 | 9 | 19:00 | 320 | 214 | 2842 | 1426 | 640 | 1724.84 | 25578 | 12834 | 40776.84 | 44168.27 | 0.92322
2017-11-03 | 21:00 | N | 2.61 | 6.24 | 6.7 | 6.24 | 20:00 | 322 | 178 | 2842 | 1426 | 840.42 | 1110.72 | 19041.4 | 8898.24 | 29890.78 | 43759.78 | 0.68307
2017-11-03 | 22:00 | N | 6.12 | 7.2 | 7.4 | 6 | 21:00 | 337 | 173 | 2842 | 1426 | 2062.44 | 1245.6 | 21030.8 | 8556 | 32894.84 | 42324.94 | 0.7772
2017-11-03 | 23:00 | N | 17.5 | 12 | 12.2 | 0.97 | 22:00 | 394 | 194 | 2842 | 1426 | 6895 | 2328 | 34672.4 | 1383.22 | 45278.62 | 40646.31 | 1.114
2017-11-03 | 24:00 | N | 17.03 | 12.67 | 12.87 | 0.97 | 23:00 | 389 | 265 | 2985 | 1111 | 6624.67 | 3357.55 | 38416.95 | 1077.67 | 49476.84 | 38524.49 | 1.2843
2017-11-04 | 1:00 | N | 11.78 | 7 | 9 | 0.97 | 24:00 | 362 | 243 | 2985 | 1111 | 4264.36 | 1701 | 26865 | 1077.67 | 33908.03 | 36226.57 | 0.936
2017-11-04 | 2:00 | N | 6.59 | 1 | 9.31 | 0.75 | 1:00 | 294 | 212 | 2985 | 1111 | 1937.46 | 212 | 27790.35 | 833.25 | 30773.06 | 34081.97 | 0.90291
2017-11-04 | 3:00 | N | 9.3 | 1 | 10.25 | 5 | 2:00 | 236 | 179 | 2985 | 1111 | 2194.8 | 179 | 30596.25 | 5555 | 38525.05 | 32576.96 | 1.1826
2017-11-04 | 4:00 | N | 8.06 | 1 | 10.25 | 5 | 3:00 | 201 | 205 | 2985 | 1717 | 1620.06 | 205 | 30596.25 | 8585 | 41006.31 | 31590.55 | 1.2981
2017-11-04 | 5:00 | N | 8.53 | 3.11 | 10.25 | 5 | 4:00 | 185 | 205 | 2985 | 1717 | 1578.05 | 637.55 | 30596.25 | 8585 | 41396.85 | 31087.48 | 1.3316
2017-11-04 | 6:00 | N | 30 | 23.62 | 10.25 | 5 | 5:00 | 207 | 283 | 2985 | 1717 | 6210 | 6684.46 | 30596.25 | 8585 | 52075.71 | 30875.55 | 1.6866
2017-11-04 | 7:00 | N | 23.22 | 40 | 10.25 | 11.75 | 6:00 | 327 | 438 | 2985 | 1717 | 7592.94 | 17520 | 30596.25 | 20174.75 | 75883.94 | 31311.46 | 2.4235
2017-11-04 | 8:00 | N | 10.78 | 8.47 | 10.25 | 10.12 | 7:00 | 249 | 556 | 2872 | 2219 | 2684.22 | 4709.32 | 29438 | 22456.28 | 59287.82 | 32536.5 | 1.8222
2017-11-04 | 9:00 | N | 3.5 | 10.02 | 10.02 | 10.02 | 8:00 | 256 | 306 | 2872 | 2219 | 896 | 3066.12 | 28777.44 | 22234.38 | 54973.94 | 33887.05 | 1.6223
2017-11-04 | 10:00 | N | 4.96 | 8.95 | 10.21 | 10 | 9:00 | 156 | 343 | 2872 | 2219 | 773.76 | 3069.85 | 29323.12 | 22190 | 55356.73 | 35105.4 | 1.5769
2017-11-04 | 11:00 | N | 3.5 | 7.24 | 7.61 | 7.24 | 10:00 | 196 | 315 | 2872 | 2219 | 686 | 2280.6 | 21855.92 | 16065.56 | 40888.08 | 37176.62 | 1.0998
2017-11-04 | 12:00 | N | 3.5 | 6.37 | 7.71 | 7.5 | 11:00 | 226 | 326 | 2842 | 1635 | 791 | 2076.62 | 21911.82 | 12262.5 | 37041.94 | 39297.44 | 0.9426
2017-11-04 | 13:00 | N | 2.93 | 6.68 | 8 | 6.68 | 12:00 | 222 | 319 | 2842 | 1635 | 650.46 | 2130.92 | 22736 | 10921.8 | 36439.18 | 41040.55 | 0.88788
2017-11-04 | 14:00 | N | 2 | 8.45 | 10.21 | 8.45 | 13:00 | 195 | 299 | 2842 | 1635 | 390 | 2526.55 | 29016.82 | 13815.75 | 45749.12 | 42621.04 | 1.0734
2017-11-04 | 15:00 | N | 2.11 | 10 | 14 | 4 | 14:00 | 205 | 237 | 2842 | 1635 | 432.55 | 2370 | 39788 | 6540 | 49130.55 | 43979.5 | 1.1171
2017-11-04 | 16:00 | N | 2.82 | 15.23 | 23.2 | 9 | 15:00 | 212 | 213 | 2842 | 1380 | 597.84 | 3243.99 | 65934.4 | 12420 | 82196.23 | 45457.68 | 1.8082
2017-11-04 | 17:00 | N | 2.53 | 21.9 | 28.12 | 9 | 16:00 | 191 | 237 | 2842 | 1380 | 483.23 | 5190.3 | 79917.04 | 12420 | 98010.57 | 46655.94 | 2.1007
2017-11-04 | 18:00 | N | 2.11 | 11.94 | 12.6 | 3.55 | 17:00 | 218 | 258 | 2842 | 1380 | 459.98 | 3080.52 | 35809.2 | 4899 | 44248.7 | 47157.23 | 0.93832
2017-11-04 | 19:00 | N | 3.71 | 5.79 | 9.04 | 4.78 | 18:00 | 240 | 365 | 2842 | 1380 | 890.4 | 2113.35 | 25691.68 | 6596.4 | 35291.83 | 46614.55 | 0.7571
2017-11-04 | 20:00 | N | 4.01 | 7.48 | 9.8 | 7.48 | 19:00 | 320 | 214 | 2842 | 1426 | 1283.2 | 1600.72 | 27851.6 | 10666.48 | 41402 | 45401.75 | 0.9119
2017-11-04 | 21:00 | N | 3.7 | 4.77 | 6.62 | 4.77 | 20:00 | 322 | 178 | 2842 | 1426 | 1191.4 | 849.06 | 18814.04 | 6802.02 | 27656.52 | 44944.07 | 0.61535
2017-11-04 | 22:00 | N | 8.06 | 7.07 | 7.27 | 5 | 21:00 | 337 | 173 | 2842 | 1426 | 2716.22 | 1223.11 | 20661.34 | 7130 | 31730.67 | 43520.92 | 0.72909
2017-11-04 | 23:00 | N | 28.99 | 11.8 | 12 | 0.97 | 22:00 | 394 | 194 | 2842 | 1426 | 11422.06 | 2289.2 | 34104 | 1383.22 | 49198.48 | 41945.81 | 1.1729
2017-11-04 | 24:00 | N | 26.19 | 10 | 12.32 | 0.97 | 23:00 | 389 | 265 | 2985 | 1111 | 10187.91 | 2650 | 36775.2 | 1077.67 | 50690.78 | 40035.14 | 1.2662
2017-11-05 | 1:00 | N | 10.51 | 5.39 | 9.9 | 0.75 | 24:00 | 362 | 243 | 2985 | 1111 | 3804.62 | 1309.77 | 29551.5 | 833.25 | 35499.14 | 37796.41 | 0.93922
2017-11-05 | 2:00 | N | 10.71 | 0.9 | 9 | 0.75 | 1:00 | 294 | 212 | 2985 | 1111 | 3148.74 | 190.8 | 26865 | 833.25 | 31037.79 | 35561.37 | 0.8728
2017-11-05 | 2:00 | Y | 9.61 | 0.9 | 9 | 2.99 | 2:00 | 236 | 179 | 2985 | 1111 | 2267.96 | 161.1 | 26865 | 3321.89 | 32615.95 | 33982.81 | 0.95978
2017-11-05 | 3:00 | N | 10.14 | 0.9 | 9 | 2.99 | 3:00 | 201 | 205 | 2985 | 1717 | 2038.14 | 184.5 | 26865 | 5133.83 | 34221.47 | 32922.36 | 1.0395
2017-11-05 | 4:00 | N | 10.14 | 1 | 9 | 2.99 | 4:00 | 185 | 205 | 2985 | 1717 | 1875.9 | 205 | 26865 | 5133.83 | 34079.73 | 32235.96 | 1.0572
2017-11-05 | 5:00 | N | 10.14 | 2.61 | 9 | 2.99 | 5:00 | 207 | 283 | 2985 | 1717 | 2098.98 | 738.63 | 26865 | 5133.83 | 34836.44 | 31822.8 | 1.0947
2017-11-05 | 6:00 | N | 35 | 26.13 | 9 | 3.75 | 6:00 | 327 | 438 | 2985 | 1717 | 11445 | 11444.94 | 26865 | 6438.75 | 56193.69 | 31634.67 | 1.7763
2017-11-05 | 7:00 | N | 35 | 40 | 8.15 | 10.2 | 7:00 | 249 | 556 | 2872 | 2219 | 8715 | 22240 | 23406.8 | 22633.8 | 76995.6 | 31891.12 | 2.4143
2017-11-05 | 8:00 | N | 10.14 | 4.94 | 8.15 | 7.94 | 8:00 | 256 | 306 | 2872 | 2219 | 2595.84 | 1511.64 | 23406.8 | 17618.86 | 45133.14 | 32515.93 | 1.388
2017-11-05 | 9:00 | N | 3.5 | 7.95 | 8.15 | 7.94 | 9:00 | 156 | 343 | 2872 | 2219 | 546 | 2726.85 | 23406.8 | 17618.86 | 44298.51 | 33726.52 | 1.3135
2017-11-05 | 10:00 | N | 5.51 | 5.06 | 7 | 7.5 | 10:00 | 196 | 315 | 2872 | 2219 | 1079.96 | 1593.9 | 20104 | 16642.5 | 39420.36 | 36532.3 | 1.0791
2017-11-05 | 11:00 | N | 5.51 | 4.7 | 5.05 | 4.7 | 11:00 | 226 | 326 | 2842 | 1635 | 1245.26 | 1532.2 | 14352.1 | 7684.5 | 24814.06 | 39164.54 | 0.63358
2017-11-05 | 12:00 | N | 5 | 4.94 | 7.41 | 5 | 12:00 | 222 | 319 | 2842 | 1635 | 1110 | 1575.86 | 21059.22 | 8175 | 31920.08 | 41643.33 | 0.76651
2017-11-05 | 13:00 | N | 2.31 | 3.36 | 7.31 | 4.98 | 13:00 | 195 | 299 | 2842 | 1635 | 450.45 | 1004.64 | 20775.02 | 8142.3 | 30372.41 | 44086.32 | 0.68893
2017-11-05 | 14:00 | N | 2 | 5.62 | 9.15 | 7.33 | 14:00 | 205 | 237 | 2842 | 1635 | 410 | 1331.94 | 26004.3 | 11984.55 | 39730.79 | 46549.07 | 0.85352
2017-11-05 | 15:00 | N | 2 | 13.66 | 21.88 | 10 | 15:00 | 212 | 213 | 2842 | 1380 | 424 | 2909.58 | 62182.96 | 13800 | 79316.54 | 48626.28 | 1.6311
2017-11-05 | 16:00 | N | 2.11 | 20.96 | 34.93 | 10 | 16:00 | 191 | 237 | 2842 | 1380 | 403.01 | 4967.52 | 99271.06 | 13800 | 118441.59 | 50072.9 | 2.3654
2017-11-05 | 17:00 | N | 2.14 | 22.29 | 28.61 | 9 | 17:00 | 218 | 258 | 2842 | 1380 | 466.52 | 5750.82 | 81309.62 | 12420 | 99946.96 | 50618.74 | 1.9745
2017-11-05 | 18:00 | N | 2.11 | 14.86 | 20.19 | 4 | 18:00 | 240 | 365 | 2842 | 1380 | 506.4 | 5423.9 | 57379.98 | 5520 | 68830.28 | 49914.79 | 1.379
2017-11-05 | 19:00 | N | 2.11 | 5.51 | 14 | 5.51 | 19:00 | 320 | 214 | 2842 | 1426 | 675.2 | 1179.14 | 39788 | 7857.26 | 49499.6 | 48809.57 | 1.0141
2017-11-05 | 20:00 | N | 2 | 4 | 10.97 | 4 | 20:00 | 322 | 178 | 2842 | 1426 | 644 | 712 | 31176.74 | 5704 | 38236.74 | 48472.29 | 0.78884
2017-11-05 | 21:00 | N | 3.5 | 7.32 | 7.82 | 4 | 21:00 | 337 | 173 | 2842 | 1426 | 1179.5 | 1266.36 | 22224.44 | 5704 | 30374.3 | 46757.3 | 0.64962
2017-11-05 | 22:00 | N | 9.11 | 5.48 | 5.98 | 4 | 22:00 | 394 | 194 | 2842 | 1426 | 3589.34 | 1063.12 | 16995.16 | 5704 | 27351.62 | 44689.27 | 0.61204
2017-11-05 | 23:00 | N | 19.96 | 6.24 | 6.44 | 0.82 | 23:00 | 389 | 265 | 2985 | 1111 | 7764.44 | 1653.6 | 19223.4 | 911.02 | 29552.46 | 42473.13 | 0.69579
2017-11-05 | 24:00 | N | 20.27 | 7.35 | 7.55 | 0.75 | 24:00 | 362 | 243 | 2985 | 1111 | 7337.74 | 1786.05 | 22536.75 | 833.25 | 32493.79 | 39319.44 | 0.82641
2017-11-06 | 1:00 | N | 11.81 | 8.55 | 8.75 | 0.97 | 1:00 | 294 | 212 | 2985 | 1111 | 3472.14 | 1812.6 | 26118.75 | 1077.67 | 32481.16 | 36414.51 | 0.89198
2017-11-06 | 2:00 | N | 4.34 | 2 | 5.75 | 0.97 | 2:00 | 236 | 179 | 2985 | 1111 | 1024.24 | 358 | 17163.75 | 1077.67 | 19623.66 | 34144.12 | 0.57473
2017-11-06 | 3:00 | N | 4.48 | 1.44 | 6.21 | 6 | 3:00 | 201 | 205 | 2985 | 1717 | 900.48 | 295.2 | 18536.85 | 10302 | 30034.53 | 32703.55 | 0.91839
2017-11-06 | 4:00 | N | 4.27 | 1 | 5.75 | 5.54 | 4:00 | 185 | 205 | 2985 | 1717 | 789.95 | 205 | 17163.75 | 9512.18 | 27670.88 | 31773.59 | 0.87088
2017-11-06 | 5:00 | N | 4.44 | 4.75 | 5.75 | 5.54 | 5:00 | 207 | 283 | 2985 | 1717 | 919.08 | 1344.25 | 17163.75 | 9512.18 | 28939.26 | 31416.5 | 0.92115
2017-11-06 | 6:00 | N | 23.33 | 20 | 8.75 | 6 | 6:00 | 327 | 438 | 2985 | 1717 | 7628.91 | 8760 | 26118.75 | 10302 | 52809.66 | 31910.78 | 1.6549
2017-11-06 | 7:00 | N | 2.93 | 18.53 | 9 | 10 | 7:00 | 249 | 556 | 2872 | 2219 | 729.57 | 10302.68 | 25848 | 22190 | 59070.25 | 33862.69 | 1.7444
2017-11-06 | 8:00 | N | 3.5 | 6.72 | 7.81 | 7.6 | 8:00 | 256 | 306 | 2872 | 2219 | 896 | 2056.32 | 22430.32 | 16864.4 | 42247.04 | 37232.94 | 1.1347
2017-11-06 | 9:00 | N | 0.25 | 9.55 | 9 | 9.55 | 9:00 | 156 | 343 | 2872 | 2219 | 39 | 3275.65 | 25848 | 21191.45 | 50354.1 | 38348.53 | 1.3131
2017-11-06 | 10:00 | N | 2 | 8.61 | 9.11 | 10 | 10:00 | 196 | 315 | 2872 | 2219 | 392 | 2712.15 | 26163.92 | 22190 | 51458.07 | 39639.65 | 1.2981
2017-11-06 | 11:00 | N | 2.11 | 6 | 14 | 6 | 11:00 | 226 | 326 | 2842 | 1635 | 476.86 | 1956 | 39788 | 9810 | 52030.86 | 41196.1 | 1.263
2017-11-06 | 12:00 | N | 2.11 | 9.8 | 21.32 | 10 | 12:00 | 222 | 319 | 2842 | 1635 | 468.42 | 3126.2 | 60591.44 | 16350 | 80536.06 | 42936.31 | 1.8757
2017-11-06 | 13:00 | N | 2.11 | 7.62 | 23.6 | 13.56 | 13:00 | 195 | 299 | 2842 | 1635 | 411.45 | 2278.38 | 67071.2 | 22170.6 | 91931.63 | 44625.39 | 2.0601
2017-11-06 | 14:00 | N | 1.45 | 8.32 | 40.62 | 25 | 14:00 | 205 | 237 | 2842 | 1635 | 297.25 | 1971.84 | 115442.04 | 40875 | 158586.13 | 46224.39 | 3.4308
2017-11-06 | 15:00 | N | 2.11 | 12 | 52.09 | 20 | 15:00 | 212 | 213 | 2842 | 1380 | 447.32 | 2556 | 148039.78 | 27600 | 178643.1 | 47747.38 | 3.7414
2017-11-06 | 16:00 | N | 1.65 | 14.74 | 65.89 | 36.89 | 16:00 | 191 | 237 | 2842 | 1380 | 315.15 | 3493.38 | 187259.38 | 50908.2 | 241976.11 | 48646.49 | 4.9742
2017-11-06 | 17:00 | N | 1.84 | 30.95 | 56.3 | 27.75 | 17:00 | 218 | 258 | 2842 | 1380 | 401.12 | 7985.1 | 160004.6 | 38295 | 206685.82 | 48853.46 | 4.2307
2017-11-06 | 18:00 | N | 1.99 | 23.39 | 32.9 | 18.52 | 18:00 | 240 | 365 | 2842 | 1380 | 477.6 | 8537.35 | 93501.8 | 25557.6 | 128074.35 | 48043.71 | 2.6658
2017-11-06 | 19:00 | N | 2.42 | 8.94 | 30.47 | 19.58 | 19:00 | 320 | 214 | 2842 | 1426 | 774.4 | 1913.16 | 86595.74 | 27921.08 | 117204.38 | 47034.63 | 2.4919
2017-11-06 | 20:00 | N | 2.11 | 9.13 | 17.82 | 10 | 20:00 | 322 | 178 | 2842 | 1426 | 679.42 | 1625.14 | 50644.44 | 14260 | 67209 | 46888.69 | 1.4334
2017-11-06 | 21:00 | N | 2.31 | 8.11 | 12.48 | 8.11 | 21:00 | 337 | 173 | 2842 | 1426 | 778.47 | 1403.03 | 35468.16 | 11564.86 | 49214.52 | 45268.85 | 1.0872
2017-11-06 | 22:00 | N | 7.22 | 8.31 | 10.12 | 9.81 | 22:00 | 394 | 194 | 2842 | 1426 | 2844.68 | 1612.14 | 28761.04 | 13989.06 | 47206.92 | 43393.15 | 1.0879
2017-11-06 | 23:00 | N | 8.61 | 9.88 | 10.08 | 0.97 | 23:00 | 389 | 265 | 2985 | 1111 | 3349.29 | 2618.2 | 30088.8 | 1077.67 | 37133.96 | 40869.75 | 0.90859
2017-11-06 | 24:00 | N | 26.19 | 11.8 | 12 | 0.97 | 24:00 | 362 | 243 | 2985 | 1111 | 9480.78 | 2867.4 | 35820 | 1077.67 | 49245.85 | 37821.42 | 1.3021
2017-11-07 | 1:00 | N | 10 | 5.05 | 5.25 | 0.97 | 1:00 | 294 | 212 | 2985 | 1111 | 2940 | 1070.6 | 15671.25 | 1077.67 | 20759.52 | 34807.76 | 0.5964
2017-11-07 | 2:00 | N | 5.46 | 2.11 | 5.25 | 0.75 | 2:00 | 236 | 179 | 2985 | 1111 | 1288.56 | 377.69 | 15671.25 | 833.25 | 18170.75 | 32742.69 | 0.55496
2017-11-07 | 3:00 | N | 6.29 | 1.07 | 5.25 | 4.75 | 3:00 | 201 | 205 | 2985 | 1717 | 1264.29 | 219.35 | 15671.25 | 8155.75 | 25310.64 | 31534.19 | 0.80264
2017-11-07 | 4:00 | N | 4.85 | 1.8 | 5.25 | 5 | 4:00 | 185 | 205 | 2985 | 1717 | 897.25 | 369 | 15671.25 | 8585 | 25522.5 | 30773.48 | 0.82937
2017-11-07 | 5:00 | N | 5.67 | 4.37 | 5.25 | 3.75 | 5:00 | 207 | 283 | 2985 | 1717 | 1173.69 | 1236.71 | 15671.25 | 6438.75 | 24520.4 | 30467.9 | 0.80479
2017-11-07 | 6:00 | N | 27.4 | 24.62 | 6.5 | 3.75 | 6:00 | 327 | 438 | 2985 | 1717 | 8959.8 | 10783.56 | 19402.5 | 6438.75 | 45584.61 | 30916.65 | 1.4744
2017-11-07 | 7:00 | N | 3.5 | 20.56 | 7.44 | 7.23 | 7:00 | 249 | 556 | 2872 | 2219 | 871.5 | 11431.36 | 21367.68 | 16043.37 | 49713.91 | 32873.88 | 1.5123
2017-11-07 | 8:00 | N | 3.5 | 6.42 | 6.62 | 6.41 | 8:00 | 256 | 306 | 2872 | 2219 | 896 | 1964.52 | 19012.64 | 14223.79 | 36096.95 | 36107.03 | 0.99972
2017-11-07 | 9:00 | N | 2.5 | 7.62 | 7.71 | 7.5 | 9:00 | 156 | 343 | 2872 | 2219 | 390 | 2613.66 | 22143.12 | 16642.5 | 41789.28 | 37014.24 | 1.129
2017-11-07 | 10:00 | N | 2.14 | 7.21 | 7.41 | 7.2 | 10:00 | 196 | 315 | 2872 | 2219 | 419.44 | 2271.15 | 21281.52 | 15976.8 | 39948.91 | 38135.27 | 1.0476
2017-11-07 | 11:00 | N | 2.11 | 5.76 | 8 | 5 | 11:00 | 226 | 326 | 2842 | 1635 | 476.86 | 1877.76 | 22736 | 8175 | 33265.62 | 39602.95 | 0.83998
2017-11-07 | 12:00 | N | 2.11 | 5.13 | 9.11 | 5.13 | 12:00 | 222 | 319 | 2842 | 1635 | 468.42 | 1636.47 | 25890.62 | 8387.55 | 36383.06 | 40962.14 | 0.88821
2017-11-07 | 13:00 | N | 2 | 8.31 | 11.68 | 8 | 13:00 | 195 | 299 | 2842 | 1635 | 390 | 2484.69 | 33194.56 | 13080 | 49149.25 | 42071.4 | 1.1682
2017-11-07 | 14:00 | N | 2 | 9.99 | 14.91 | 11.44 | 14:00 | 205 | 237 | 2842 | 1635 | 410 | 2367.63 | 42374.22 | 18704.4 | 63856.25 | 42982.81 | 1.4856
2017-11-07 | 15:00 | N | 2.11 | 11.75 | 21.75 | 5 | 15:00 | 212 | 213 | 2842 | 1380 | 447.32 | 2502.75 | 61813.5 | 6900 | 71663.57 | 43835.11 | 1.6348
2017-11-07 | 16:00 | N | 2.11 | 8.23 | 19.02 | 4.04 | 16:00 | 191 | 237 | 2842 | 1380 | 403.01 | 1950.51 | 54054.84 | 5575.2 | 61983.56 | 44152.35 | 1.4039
2017-11-07 | 17:00 | N | 2 | 5.5 | 9.75 | 3 | 17:00 | 218 | 258 | 2842 | 1380 | 436 | 1419 | 27709.5 | 4140 | 33704.5 | 43980.19 | 0.76636
2017-11-07 | 18:00 | N | 3.11 | 9.38 | 9.67 | 2.99 | 18:00 | 240 | 365 | 2842 | 1380 | 746.4 | 3423.7 | 27482.14 | 4126.2 | 35778.44 | 43515.32 | 0.8222
2017-11-07 | 19:00 | N | 3.5 | 5.05 | 10 | 4.22 | 19:00 | 320 | 214 | 2842 | 1426 | 1120 | 1080.7 | 28420 | 6017.72 | 36638.42 | 43641.3 | 0.83954
2017-11-07 | 20:00 | N | 3.5 | 4.88 | 9.64 | 2.99 | 20:00 | 322 | 178 | 2842 | 1426 | 1127 | 868.64 | 27396.88 | 4263.74 | 33656.26 | 44093.46 | 0.76329
2017-11-07 | 21:00 | N | 3.7 | 6.56 | 6.9 | 4 | 21:00 | 337 | 173 | 2842 | 1426 | 1246.9 | 1134.88 | 19609.8 | 5704 | 27695.58 | 42870.52 | 0.64603
2017-11-07 | 22:00 | N | 7.25 | 7.39 | 7.59 | 2.99 | 22:00 | 394 | 194 | 2842 | 1426 | 2856.5 | 1433.66 | 21570.78 | 4263.74 | 30124.68 | 41334.85 | 0.7288
2017-11-07 | 23:00 | N | 12.91 | 10 | 10 | 0.97 | 23:00 | 389 | 265 | 2985 | 1111 | 5021.99 | 2650 | 29850 | 1077.67 | 38599.66 | 39041.03 | 0.98869
2017-11-07 | 24:00 | N | 26.95 | 9.8 | 10 | 0.97 | 24:00 | 362 | 243 | 2985 | 1111 | 9755.9 | 2381.4 | 29850 | 1077.67 | 43064.97 | 36123.14 | 1.1922
2017-11-08 | 1:00 | N | 8.93 | 7 | 7.2 | 0.97 | 1:00 | 294 | 212 | 2985 | 1111 | 2625.42 | 1484 | 21492 | 1077.67 | 26679.09 | 33221.43 | 0.80307
2017-11-08 | 2:00 | N | 4.2 | 2.9 | 6.5 | 0.97 | 2:00 | 236 | 179 | 2985 | 1111 | 991.2 | 519.1 | 19402.5 | 1077.67 | 21990.47 | 31346.38 | 0.70153
2017-11-08 | 3:00 | N | 5.85 | 2.61 | 6.5 | 1.52 | 3:00 | 201 | 205 | 2985 | 1717 | 1175.85 | 535.05 | 19402.5 | 2609.84 | 23723.24 | 30185.09 | 0.78593
2017-11-08 | 4:00 | N | 3.5 | 2.58 | 6.5 | 1.52 | 4:00 | 185 | 205 | 2985 | 1717 | 647.5 | 528.9 | 19402.5 | 2609.84 | 23188.74 | 29493.16 | 0.78624
2017-11-08 | 5:00 | N | 4.65 | 4.19 | 6.5 | 1.52 | 5:00 | 207 | 283 | 2985 | 1717 | 962.55 | 1185.77 | 19402.5 | 2609.84 | 24160.66 | 29256.06 | 0.82583
2017-11-08 | 6:00 | N | 10.95 | 13.42 | 8.25 | 1.62 | 6:00 | 327 | 438 | 2985 | 1717 | 3580.65 | 5877.96 | 24626.25 | 2781.54 | 36866.4 | 29769.18 | 1.2384
2017-11-08 | 7:00 | N | 3.5 | 20 | 11.18 | 6.75 | 7:00 | 249 | 556 | 2872 | 2219 | 871.5 | 11120 | 32108.96 | 14978.25 | 59078.71 | 31900.12 | 1.852
2017-11-08 | 8:00 | N | 3.5 | 7 | 7.2 | 6.99 | 8:00 | 256 | 306 | 2872 | 2219 | 896 | 2142 | 20678.4 | 15510.81 | 39227.21 | 35648.9 | 1.1004
2017-11-08 | 9:00 | N | 1.28 | 8.05 | 8.25 | 7.5 | 9:00 | 156 | 343 | 2872 | 2219 | 199.68 | 2761.15 | 23694 | 16642.5 | 43297.33 | 36857.44 | 1.1747
2017-11-08 | 10:00 | N | 1 | 8.43 | 8.77 | 7.5 | 10:00 | 196 | 315 | 2872 | 2219 | 196 | 2655.45 | 25187.44 | 16642.5 | 44681.39 | 37364.94 | 1.1958
2017-11-08 | 11:00 | N | 2 | 8.39 | 8.64 | 4.73 | 11:00 | 226 | 326 | 2842 | 1635 | 452 | 2735.14 | 24554.88 | 7733.55 | 35475.57 | 38030.93 | 0.93281
2017-11-08 | 12:00 | N | 2 | 9.47 | 10.12 | 4.73 | 12:00 | 222 | 319 | 2842 | 1635 | 444 | 3020.93 | 28761.04 | 7733.55 | 39959.52 | 38666.04 | 1.0335
2017-11-08 | 13:00 | N | 1 | 7.68 | 8 | 5 | 13:00 | 195 | 299 | 2842 | 1635 | 195 | 2296.32 | 22736 | 8175 | 33402.32 | 38959.72 | 0.85736
2017-11-08 | 14:00 | N | 0.27 | 6.45 | 7.7 | 5 | 14:00 | 205 | 237 | 2842 | 1635 | 55.35 | 1528.65 | 21883.4 | 8175 | 31642.4 | 39015.47 | 0.81102
2017-11-08 | 15:00 | N | 1 | 4.19 | 6.99 | 2 | 15:00 | 212 | 213 | 2842 | 1380 | 212 | 892.47 | 19865.58 | 2760 | 23730.05 | 39148.06 | 0.60616
2017-11-08 | 16:00 | N | 0.53 | 3.61 | 8 | 2 | 16:00 | 191 | 237 | 2842 | 1380 | 101.23 | 855.57 | 22736 | 2760 | 26452.8 | 39008.34 | 0.67813
2017-11-08 | 17:00 | N | 1 | 9.34 | 9.72 | 2 | 17:00 | 218 | 258 | 2842 | 1380 | 218 | 2409.72 | 27624.24 | 2760 | 33011.96 | 39011.61 | 0.84621
2017-11-08 | 18:00 | N | 1 | 23.84 | 24.04 | 2 | 18:00 | 240 | 365 | 2842 | 1380 | 240 | 8701.6 | 68321.68 | 2760 | 80023.28 | 39586.49 | 2.0215
2017-11-08 | 19:00 | N | 2 | 20.78 | 23.08 | 2.99 | 19:00 | 320 | 214 | 2842 | 1426 | 640 | 4446.92 | 65593.36 | 4263.74 | 74944.02 | 40888.48 | 1.8329
2017-11-08 | 20:00 | N | 1 | 10.81 | 12.67 | 2.99 | 20:00 | 322 | 178 | 2842 | 1426 | 322 | 1924.18 | 36008.14 | 4263.74 | 42518.06 | 41584.74 | 1.0224
2017-11-08 | 21:00 | N | 2 | 8.63 | 8.83 | 2 | 21:00 | 337 | 173 | 2842 | 1426 | 674 | 1492.99 | 25094.86 | 2852 | 30113.85 | 40987.74 | 0.7347
2017-11-08 | 22:00 | N | 3.5 | 8.4 | 8 | 2 | 22:00 | 394 | 194 | 2842 | 1426 | 1379 | 1629.6 | 22736 | 2852 | 28596.6 | 39966.55 | 0.71551
2017-11-08 | 23:00 | N | 5 | 7.81 | 8 | 0.97 | 23:00 | 389 | 265 | 2985 | 1111 | 1945 | 2069.65 | 23880 | 1077.67 | 28972.32 | 38207.38 | 0.75829
2017-11-08 | 24:00 | N | 6.7 | 8 | 8 | 0.97 | 24:00 | 362 | 243 | 2985 | 1111 | 2425.4 | 1944 | 23880 | 1077.67 | 29327.07 | 35663.61 | 0.82232
2017-11-09 | 1:00 | N | 3.5 | 3.11 | 4.25 | 0.97 | 1:00 | 294 | 212 | 2985 | 1111 | 1029 | 659.32 | 12686.25 | 1077.67 | 15452.24 | 33382.59 | 0.46288
2017-11-09 | 2:00 | N | 1.95 | 1 | 4.25 | 0.97 | 2:00 | 236 | 179 | 2985 | 1111 | 460.2 | 179 | 12686.25 | 1077.67 | 14403.12 | 31886.28 | 0.4517
2017-11-09 | 3:00 | N | 3.11 | 1 | 3.41 | 1.07 | 3:00 | 201 | 205 | 2985 | 1717 | 625.11 | 205 | 10178.85 | 1837.19 | 12846.15 | 31034.27 | 0.41393
2017-11-09 | 4:00 | N | 0.01 | 1 | 3.41 | 1.07 | 4:00 | 185 | 205 | 2985 | 1717 | 1.85 | 205 | 10178.85 | 1837.19 | 12222.89 | 30632.47 | 0.39902
2017-11-09 | 5:00 | N | 1.18 | 3.21 | 3.41 | 1.22 | 5:00 | 207 | 283 | 2985 | 1717 | 244.26 | 908.43 | 10178.85 | 2094.74 | 13426.28 | 30699.8 | 0.43734
2017-11-09 | 6:00 | N | 4.34 | 16.29 | 6.5 | 2.99 | 6:00 | 327 | 438 | 2985 | 1717 | 1419.18 | 7135.02 | 19402.5 | 5133.83 | 33090.53 | 31459.81 | 1.0518
2017-11-09 | 7:00 | N | 2.08 | 29.35 | 25.25 | 10.22 | 7:00 | 249 | 556 | 2872 | 2219 | 517.92 | 16318.6 | 72518 | 22678.18 | 112032.7 | 33876.47 | 3.3071
2017-11-09 | 8:00 | N | 1.53 | 12 | 13.12 | 10 | 8:00 | 256 | 306 | 2872 | 2219 | 391.68 | 3672 | 37680.64 | 22190 | 63934.32 | 37563.69 | 1.702
2017-11-09 | 9:00 | N | 0.3 | 11.07 | 11.57 | 9.5 | 9:00 | 156 | 343 | 2872 | 2219 | 46.8 | 3797.01 | 33229.04 | 21080.5 | 58153.35 | 38335.51 | 1.517
2017-11-09 | 10:00 | N | 0.73 | 8.61 | 9.11 | 8.61 | 10:00 | 196 | 315 | 2872 | 2219 | 143.08 | 2712.15 | 26163.92 | 19105.59 | 48124.74 | 38278.1 | 1.2572
2017-11-09 | 11:00 | N | 1 | 7.38 | 7.63 | 3.24 | 11:00 | 226 | 326 | 2842 | 1635 | 226 | 2405.88 | 21684.46 | 5297.4 | 29613.74 | 38356.17 | 0.77207
2017-11-09 | 12:00 | N | 1 | 4.98 | 6 | 2.99 | 12:00 | 222 | 319 | 2842 | 1635 | 222 | 1588.62 | 17052 | 4888.65 | 23751.27 | 38160.34 | 0.62241
2017-11-09 | 13:00 | N | 0.32 | 4.14 | 5.72 | 2.99 | 13:00 | 195 | 299 | 2842 | 1635 | 62.4 | 1237.86 | 16256.24 | 4888.65 | 22445.15 | 37630.27 | 0.59647
2017-11-09 | 14:00 | N | 0.4 | 3.17 | 6 | 2.99 | 14:00 | 205 | 237 | 2842 | 1635 | 82 | 751.29 | 17052 | 4888.65 | 22773.94 | 36999.57 | 0.61552
2017-11-09 | 15:00 | N | 0.57 | 2.61 | 5.56 | 1.62 | 15:00 | 212 | 213 | 2842 | 1380 | 120.84 | 555.93 | 15801.52 | 2235.6 | 18713.89 | 36699.61 | 0.50992
2017-11-09 | 16:00 | N | 0.57 | 2 | 5.05 | 1.18 | 16:00 | 191 | 237 | 2842 | 1380 | 108.87 | 474 | 14352.1 | 1628.4 | 16563.37 | 36400.28 | 0.45503
2017-11-09 | 17:00 | N | 0.77 | 4.5 | 5.79 | 1.32 | 17:00 | 218 | 258 | 2842 | 1380 | 167.86 | 1161 | 16455.18 | 1821.6 | 19605.64 | 36190.16 | 0.54174
2017-11-09 | 18:00 | N | 1.17 | 17.45 | 17.14 | 2 | 18:00 | 240 | 365 | 2842 | 1380 | 280.8 | 6369.25 | 48711.88 | 2760 | 58121.93 | 36467.32 | 1.5938
2017-11-09 | 19:00 | N | 2 | 13.68 | 15.01 | 4.22 | 19:00 | 320 | 214 | 2842 | 1426 | 640 | 2927.52 | 42658.42 | 6017.72 | 52243.66 | 37811.68 | 1.3817
2017-11-09 | 20:00 | N | 1.88 | 5.11 | 9.15 | 2.99 | 20:00 | 322 | 178 | 2842 | 1426 | 605.36 | 909.58 | 26004.3 | 4263.74 | 31782.98 | 39207.33 | 0.81064
2017-11-09 | 21:00 | N | 2 | 4.33 | 6.19 | 2.99 | 21:00 | 337 | 173 | 2842 | 1426 | 674 | 749.09 | 17591.98 | 4263.74 | 23278.81 | 39036.93 | 0.59633
2017-11-09 | 22:00 | N | 3.5 | 8.08 | 8.08 | 2 | 22:00 | 394 | 194 | 2842 | 1426 | 1379 | 1567.52 | 22963.36 | 2852 | 28761.88 | 38551.21 | 0.74607
2017-11-09 | 23:00 | N | 8.26 | 10.24 | 9.9 | 0.97 | 23:00 | 389 | 265 | 2985 | 1111 | 3213.14 | 2713.6 | 29551.5 | 1077.67 | 36555.91 | 37085.93 | 0.98571
2017-11-09 | 24:00 | N | 5.83 | 10.3 | 10.5 | 0.97 | 24:00 | 362 | 243 | 2985 | 1111 | 2110.46 | 2502.9 | 31342.5 | 1077.67 | 37033.53 | 34896.63 | 1.0612
2017-11-10 | 1:00 | N | 4.01 | 3.31 | 5.25 | 0.77 | 1:00 | 294 | 212 | 2985 | 1111 | 1178.94 | 701.72 | 15671.25 | 855.47 | 18407.38 | 32809.75 | 0.56103
2017-11-10 | 2:00 | N | 1.38 | 2.51 | 5.25 | 0.77 | 2:00 | 236 | 179 | 2985 | 1111 | 325.68 | 449.29 | 15671.25 | 855.47 | 17301.69 | 31365.98 | 0.55161
2017-11-10 | 3:00 | N | 2.11 | 3 | 5.25 | 1.06 | 3:00 | 201 | 205 | 2985 | 1717 | 424.11 | 615 | 15671.25 | 1820.02 | 18530.38 | 30737.06 | 0.60287
2017-11-10 | 4:00 | N | 1 | 3 | 4.8 | 1.05 | 4:00 | 185 | 205 | 2985 | 1717 | 185 | 615 | 14328 | 1802.85 | 16930.85 | 30478.89 | 0.55549
2017-11-10 | 5:00 | N | 2.36 | 4.84 | 4.8 | 1.49 | 5:00 | 207 | 283 | 2985 | 1717 | 488.52 | 1369.72 | 14328 | 2558.33 | 18744.57 | 30651.97 | 0.61153
2017-11-10 | 6:00 | N | 4.56 | 20 | 6.27 | 2.89 | 6:00 | 327 | 438 | 2985 | 1717 | 1491.12 | 8760 | 18715.95 | 4962.13 | 33929.2 | 31563.64 | 1.0749
2017-11-10 | 7:00 | N | 2 | 36.46 | 26.35 | 17.78 | 7:00 | 249 | 556 | 2872 | 2219 | 498 | 20271.76 | 75677.2 | 39453.82 | 135900.78 | 33826.79 | 4.0175
2017-11-10 | 8:00 | N | 0.56 | 14.42 | 18.07 | 12.5 | 8:00 | 256 | 306 | 2872 | 2219 | 143.36 | 4412.52 | 51897.04 | 27737.5 | 84190.42 | 37368.74 | 2.253
2017-11-10 | 9:00 | N | 0.03 | 11.07 | 11.01 | 10.59 | 9:00 | 156 | 343 | 2872 | 2219 | 4.68 | 3797.01 | 31620.72 | 23499.21 | 58921.62 | 38021.83 | 1.5497
2017-11-10 | 10:00 | N | 0.6 | 8.98 | 9.19 | 8.98 | 10:00 | 196 | 315 | 2872 | 2219 | 117.6 | 2828.7 | 26393.68 | 19926.62 | 49266.6 | 37787.84 | 1.3038
2017-11-10 | 11:00 | N | 0.53 | 7.38 | 7.63 | 3 | 11:00 | 226 | 326 | 2842 | 1635 | 119.78 | 2405.88 | 21684.46 | 4905 | 29115.12 | 37563.81 | 0.77508
2017-11-10 | 12:00 | N | 0.28 | 4.62 | 7.61 | 3 | 12:00 | 222 | 319 | 2842 | 1635 | 62.16 | 1473.78 | 21627.62 | 4905 | 28068.56 | 37334.42 | 0.75181
2017-11-10 | 13:00 | N | 0.33 | 6.99 | 7.61 | 3 | 13:00 | 195 | 299 | 2842 | 1635 | 64.35 | 2090.01 | 21627.62 | 4905 | 28686.98 | 36879.38 | 0.77786
2017-11-10 | 14:00 | N | 0.37 | 5.28 | 6.85 | 3 | 14:00 | 205 | 237 | 2842 | 1635 | 75.85 | 1251.36 | 19467.7 | 4905 | 25699.91 | 36425.87 | 0.70554
2017-11-10 | 15:00 | N | 0.54 | 3.6 | 5.56 | 2.99 | 15:00 | 212 | 213 | 2842 | 1380 | 114.48 | 766.8 | 15801.52 | 4126.2 | 20809 | 36157.38 | 0.57551
2017-11-10 | 16:00 | N | 0.55 | 3 | 5.44 | 2.97 | 16:00 | 191 | 237 | 2842 | 1380 | 105.05 | 711 | 15460.48 | 4098.6 | 20375.13 | 35788.75 | 0.56932
2017-11-10 | 17:00 | N | 0.99 | 7.61 | 8 | 2.99 | 17:00 | 218 | 258 | 2842 | 1380 | 215.82 | 1963.38 | 22736 | 4126.2 | 29041.4 | 35466.09 | 0.81885
2017-11-10 | 18:00 | N | 1.01 | 22.79 | 19 | 2.99 | 18:00 | 240 | 365 | 2842 | 1380 | 242.4 | 8318.35 | 53998 | 4126.2 | 66684.95 | 35516.11 | 1.8776
2017-11-10 | 19:00 | N | 2 | 7.95 | 10 | 4 | 19:00 | 320 | 214 | 2842 | 1426 | 640 | 1701.3 | 28420 | 5704 | 36465.3 | 36525.15 | 0.99836
2017-11-10 | 20:00 | N | 2.11 | 6.87 | 11.87 | 2.99 | 20:00 | 322 | 178 | 2842 | 1426 | 679.42 | 1222.86 | 33734.54 | 4263.74 | 39900.56 | 37317.24 | 1.0692
2017-11-10 | 21:00 | N | 3.5 | 7.65 | 8 | 2.83 | 21:00 | 337 | 173 | 2842 | 1426 | 1179.5 | 1323.45 | 22736 | 4035.58 | 29274.53 | 36640.77 | 0.79896
2017-11-10 | 22:00 | N | 13.19 | 14.25 | 14 | 2.97 | 22:00 | 394 | 194 | 2842 | 1426 | 5196.86 | 2764.5 | 39788 | 4235.22 | 51984.58 | 35919.57 | 1.4472
2017-11-10 | 23:00 | N | 9.62 | 13 | 13 | 0.77 | 23:00 | 389 | 265 | 2985 | 1111 | 3742.18 | 3445 | 38805 | 855.47 | 46847.65 | 34827.69 | 1.3451
2017-11-10 | 24:00 | N | 8.26 | 12 | 12 | 0.77 | 24:00 | 362 | 243 | 2985 | 1111 | 2990.12 | 2916 | 35820 | 855.47 | 42581.59 | 33339.62 | 1.2772
2017-11-11 | 1:00 | N | 10.37 | 9.11 | 11.57 | 0.75 | 1:00 | 294 | 212 | 2985 | 1111 | 3048.78 | 1931.32 | 34536.45 | 833.25 | 40349.8 | 31664.47 | 1.2743
2017-11-11 | 2:00 | N | 8.01 | 4.95 | 16.25 | 0.5 | 2:00 | 236 | 179 | 2985 | 1111 | 1890.36 | 886.05 | 48506.25 | 555.5 | 51838.16 | 30122.9 | 1.7209
2017-11-11 | 3:00 | N | 6.64 | 3.65 | 16.25 | 0.99 | 3:00 | 201 | 205 | 2985 | 1717 | 1334.64 | 748.25 | 48506.25 | 1699.83 | 52288.97 | 29140.27 | 1.7944
2017-11-11 | 4:00 | N | 5.51 | 3.68 | 14.83 | 0.99 | 4:00 | 185 | 205 | 2985 | 1717 | 1019.35 | 754.4 | 44267.55 | 1699.83 | 47741.13 | 28586.71 | 1.67
2017-11-11 | 5:00 | N | 7.61 | 7.71 | 9 | 0.99 | 5:00 | 207 | 283 | 2985 | 1717 | 1575.27 | 2181.93 | 26865 | 1699.83 | 32322.03 | 28281.38 | 1.1429
2017-11-11 | 6:00 | N | 32 | 62 | 8.25 | 1 | 6:00 | 327 | 438 | 2985 | 1717 | 10464 | 27156 | 24626.25 | 1717 | 63963.25 | 28439.54 | 2.2491
2017-11-11 | 7:00 | N | 15 | 78 | 17.95 | 1.99 | 7:00 | 249 | 556 | 2872 | 2219 | 3735 | 43368 | 51552.4 | 4415.81 | 103071.21 | 29162.69 | 3.5344
2017-11-11 | 8:00 | N | 9.11 | 10.05 | 10.25 | 2.99 | 8:00 | 256 | 306 | 2872 | 2219 | 2332.16 | 3075.3 | 29438 | 6634.81 | 41480.27 | 30490.42 | 1.3604
2017-11-11 | 9:00 | N | 5 | 12 | 19 | 2.99 | 9:00 | 156 | 343 | 2872 | 2219 | 780 | 4116 | 54568 | 6634.81 | 66098.81 | 31693.49 | 2.0856
2017-11-11 | 10:00 | N | 5 | 12 | 22.62 | 5 | 10:00 | 196 | 315 | 2872 | 2219 | 980 | 3780 | 64964.64 | 11095 | 80819.64 | 33324.88 | 2.4252
2017-11-11 | 11:00 | N | 5.51 | 10 | 10.25 | 1.33 | 11:00 | 226 | 326 | 2842 | 1635 | 1245.26 | 3260 | 29130.5 | 2174.55 | 35810.31 | 34381.09 | 1.0416
2017-11-11 | 12:00 | N | 5 | 7.04 | 10.25 | 1 | 12:00 | 222 | 319 | 2842 | 1635 | 1110 | 2245.76 | 29130.5 | 1635 | 34121.26 | 35071.9 | 0.97289
2017-11-11 | 13:00 | N | 5 | 9.53 | 10.25 | 1.7 | 13:00 | 195 | 299 | 2842 | 1635 | 975 | 2849.47 | 29130.5 | 2779.5 | 35734.47 | 35297.92 | 1.0124
2017-11-11 | 14:00 | N | 4.86 | 5.42 | 10.25 | 1.9 | 14:00 | 205 | 237 | 2842 | 1635 | 996.3 | 1284.54 | 29130.5 | 3106.5 | 34517.84 | 35255.69 | 0.97907
2017-11-11 | 15:00 | N | 5 | 4.03 | 9 | 1 | 15:00 | 212 | 213 | 2842 | 1380 | 1060 | 858.39 | 25578 | 1380 | 28876.39 | 35218.23 | 0.81993
2017-11-11 | 16:00 | N | 4.01 | 4.45 | 9.02 | 1 | 16:00 | 191 | 237 | 2842 | 1380 | 765.91 | 1054.65 | 25634.84 | 1380 | 28835.4 | 35182.34 | 0.8196
2017-11-11 | 17:00 | N | 4.01 | 10 | 10.2 | 0.99 | 17:00 | 218 | 258 | 2842 | 1380 | 874.18 | 2580 | 28988.4 | 1366.2 | 33808.78 | 34994.78 | 0.96611
2017-11-11 | 18:00 | N | 6.25 | 21.34 | 21.54 | 0.99 | 18:00 | 240 | 365 | 2842 | 1380 | 1500 | 7789.1 | 61216.68 | 1366.2 | 71871.98 | 34863.43 | 2.0615
2017-11-11 | 19:00 | N | 5 | 7.64 | 13.4 | 1.45 | 19:00 | 320 | 214 | 2842 | 1426 | 1600 | 1634.96 | 38082.8 | 2067.7 | 43385.46 | 35706.52 | 1.2151
2017-11-11 | 20:00 | N | 5 | 7.27 | 10 | 1 | 20:00 | 322 | 178 | 2842 | 1426 | 1610 | 1294.06 | 28420 | 1426 | 32750.06 | 36526.88 | 0.8966
2017-11-11 | 21:00 | N | 5.7 | 6.9 | 7.25 | 1 | 21:00 | 337 | 173 | 2842 | 1426 | 1920.9 | 1193.7 | 20604.5 | 1426 | 25145.1 | 35979.14 | 0.69888
2017-11-11 | 22:00 | N | 13.59 | 10.66 | 10.25 | 1 | 22:00 | 394 | 194 | 2842 | 1426 | 5354.46 | 2068.04 | 29130.5 | 1426 | 37979 | 35239.31 | 1.0777
2017-11-11 | 23:00 | N | 28.59 | 12.75 | 12.18 | 0.81 | 23:00 | 389 | 265 | 2985 | 1111 | 11121.51 | 3378.75 | 36357.3 | 899.91 | 51757.47 | 34253.02 | 1.511
2017-11-11 | 24:00 | N | 12.26 | 12 | 11.5 | 0.81 | 24:00 | 362 | 243 | 2985 | 1111 | 4438.12 | 2916 | 34327.5 | 899.91 | 42581.53 | 32879.86 | 1.2951
2017-11-12 | 1:00 | N | 10.49 | 8.05 | 8.25 | 0.76 | 1:00 | 294 | 212 | 2985 | 1111 | 3084.06 | 1706.6 | 24626.25 | 844.36 | 30261.27 | 31229.27 | 0.969
2017-11-12 | 2:00 | N | 7.39 | 3.11 | 8.25 | 0.75 | 2:00 | 236 | 179 | 2985 | 1111 | 1744.04 | 556.69 | 24626.25 | 833.25 | 27760.23 | 29659.62 | 0.93596
2017-11-12 | 3:00 | N | 7.87 | 5.66 | 8.25 | 2.99 | 3:00 | 201 | 205 | 2985 | 1717 | 1581.87 | 1160.3 | 24626.25 | 5133.83 | 32502.25 | 28618.74 | 1.1357
2017-11-12 | 4:00 | N | 5.31 | 3.13 | 8.25 | 1.32 | 4:00 | 185 | 205 | 2985 | 1717 | 982.35 | 641.65 | 24626.25 | 2266.44 | 28516.69 | 27966.11 | 1.0197
2017-11-12 | 5:00 | N | 5.97 | 8.05 | 8.25 | 2.94 | 5:00 | 207 | 283 | 2985 | 1717 | 1235.79 | 2278.15 | 24626.25 | 5047.98 | 33188.17 | 27578.85 | 1.2034
2017-11-12 | 6:00 | N | 26.59 | 24.96 | 8.25 | 1.48 | 6:00 | 327 | 438 | 2985 | 1717 | 8694.93 | 10932.48 | 24626.25 | 2541.16 | 46794.82 | 27522.22 | 1.7003
2017-11-12 | 7:00 | N | 17 | 62 | 8.25 | 7.45 | 7:00 | 249 | 556 | 2872 | 2219 | 4233 | 34472 | 23694 | 16531.55 | 78930.55 | 27806.95 | 2.8385
2017-11-12 | 8:00 | N | 8.13 | 7.59 | 8.25 | 7.45 | 8:00 | 256 | 306 | 2872 | 2219 | 2081.28 | 2322.54 | 23694 | 16531.55 | 44629.37 | 28566.05 | 1.5623
2017-11-12 | 9:00 | N | 3.43 | 11.24 | 11.44 | 7.45 | 9:00 | 156 | 343 | 2872 | 2219 | 535.08 | 3855.32 | 32855.68 | 16531.55 | 53777.63 | 29298.13 | 1.8355
2017-11-12 | 10:00 | N | 8.11 | 12.61 | 13.92 | 7.45 | 10:00 | 196 | 315 | 2872 | 2219 | 1589.56 | 3972.15 | 39978.24 | 16531.55 | 62071.5 | 31090.03 | 1.9965
2017-11-12 | 11:00 | N | 5 | 9.15 | 10 | 2.99 | 11:00 | 226 | 326 | 2842 | 1635 | 1130 | 2982.9 | 28420 | 4888.65 | 37421.55 | 32810.23 | 1.1405
2017-11-12 | 12:00 | N | 3.88 | 8.95 | 10.25 | 2.99 | 12:00 | 222 | 319 | 2842 | 1635 | 861.36 | 2855.05 | 29130.5 | 4888.65 | 37735.56 | 33887.65 | 1.1135
2017-11-12 | 13:00 | N | 3.11 | 7.64 | 8.83 | 4 | 13:00 | 195 | 299 | 2842 | 1635 | 606.45 | 2284.36 | 25094.86 | 6540 | 34525.67 | 34825.3 | 0.9914
2017-11-12 | 14:00 | N | 2.61 | 6.51 | 9.18 | 4 | 14:00 | 205 | 237 | 2842 | 1635 | 535.05 | 1542.87 | 26089.56 | 6540 | 34707.48 | 35647.48 | 0.97363
2017-11-12 | 15:00 | N | 3.11 | 8.17 | 10 | 2.99 | 15:00 | 212 | 213 | 2842 | 1380 | 659.32 | 1740.21 | 28420 | 4126.2 | 34945.73 | 36152.67 | 0.96662
2017-11-12 | 16:00 | N | 2.11 | 6.89 | 10.25 | 2.99 | 16:00 | 191 | 237 | 2842 | 1380 | 403.01 | 1632.93 | 29130.5 | 4126.2 | 35292.64 | 36517 | 0.96647
2017-11-12 | 17:00 | N | 3.5 | 9.59 | 10.95 | 1.45 | 17:00 | 218 | 258 | 2842 | 1380 | 763 | 2474.22 | 31119.9 | 2001 | 36358.12 | 36893.55 | 0.98549
2017-11-12 | 18:00 | N | 3.5 | 29.47 | 29.67 | 2.99 | 18:00 | 240 | 365 | 2842 | 1380 | 840 | 10756.55 | 84322.14 | 4126.2 | 100044.89 | 37061.32 | 2.6994
2017-11-12 | 19:00 | N | 5 | 12.75 | 23.99 | 5.42 | 19:00 | 320 | 214 | 2842 | 1426 | 1600 | 2728.5 | 68179.58 | 7728.92 | 80237 | 38053.64 | 2.1085
2017-11-12 | 20:00 | N | 5 | 10.71 | 12.83 | 2.99 | 20:00 | 322 | 178 | 2842 | 1426 | 1610 | 1906.38 | 36462.86 | 4263.74 | 44242.98 | 39118.28 | 1.131
2017-11-12 | 21:00 | N | 5.55 | 8.04 | 8.73 | 1.45 | 21:00 | 337 | 173 | 2842 | 1426 | 1870.35 | 1390.92 | 24810.66 | 2067.7 | 30139.63 | 38649.16 | 0.77983
2017-11-12 | 22:00 | N | 13.01 | 11.95 | 10.25 | 1.45 | 22:00 | 394 | 194 | 2842 | 1426 | 5125.94 | 2318.3 | 29130.5 | 2067.7 | 38642.44 | 37665.1 | 1.0259
2017-11-12 | 23:00 | N | 22 | 11.51 | 10.25 | 0.97 | 23:00 | 389 | 265 | 2985 | 1111 | 8558 | 3050.15 | 30596.25 | 1077.67 | 43282.07 | 36218.58 | 1.195
2017-11-12 | 24:00 | N | 10.51 | 9.8 | 9.8 | 0.97 | 24:00 | 362 | 243 | 2985 | 1111 | 3804.62 | 2381.4 | 29253 | 1077.67 | 36516.69 | 33958.9 | 1.0753
2017-11-13 | 1:00 | N | 5.51 | 6.3 | 6.5 | 0.97 | 1:00 | 294 | 212 | 2985 | 1111 | 1619.94 | 1335.6 | 19402.5 | 1077.67 | 23435.71 | 31572.22 | 0.74229
2017-11-13 | 2:00 | N | 3.5 | 2.61 | 6.5 | 0.97 | 2:00 | 236 | 179 | 2985 | 1111 | 826 | 467.19 | 19402.5 | 1077.67 | 21773.36 | 29811.94 | 0.73036
2017-11-13 | 3:00 | N | 4.01 | 2.61 | 5.25 | 1.75 | 3:00 | 201 | 205 | 2985 | 1717 | 806.01 | 535.05 | 15671.25 | 3004.75 | 20017.06 | 28759.81 | 0.69601
2017-11-13 | 4:00 | N | 2.61 | 2.61 | 5.25 | 1.42 | 4:00 | 185 | 205 | 2985 | 1717 | 482.85 | 535.05 | 15671.25 | 2438.14 | 19127.29 | 28104.3 | 0.68058
2017-11-13 | 5:00 | N | 3.5 | 5.05 | 5.25 | 2.77 | 5:00 | 207 | 283 | 2985 | 1717 | 724.5 | 1429.15 | 15671.25 | 4756.09 | 22580.99 | 28038.1 | 0.80537
2017-11-13 | 6:00 | N | 10 | 20 | 5.25 | 1.42 | 6:00 | 327 | 438 | 2985 | 1717 | 3270 | 8760 | 15671.25 | 2438.14 | 30139.39 | 28756.4 | 1.0481
2017-11-13 | 7:00 | N | 2.61 | 18 | 12.88 | 10.56 | 7:00 | 249 | 556 | 2872 | 2219 | 649.89 | 10008 | 36991.36 | 23432.64 | 71081.89 | 30887.63 | 2.3013
2017-11-13 | 8:00 | N | 3.37 | 9.73 | 9.94 | 9.5 | 8:00 | 256 | 306 | 2872 | 2219 | 862.72 | 2977.38 | 28547.68 | 21080.5 | 53468.28 | 34307.9 | 1.5585
2017-11-13 | 9:00 | N | 1 | 9.5 | 9.71 | 9.5 | 9:00 | 156 | 343 | 2872 | 2219 | 156 | 3258.5 | 27887.12 | 21080.5 | 52382.12 | 35366.27 | 1.4811
2017-11-13 | 10:00 | N | 1.87 | 9.5 | 9.71 | 9.5 | 10:00 | 196 | 315 | 2872 | 2219 | 366.52 | 2992.5 | 27887.12 | 21080.5 | 52326.64 | 36022.87 | 1.4526
2017-11-13 | 11:00 | N | 2 | 10 | 10.43 | 4 | 11:00 | 226 | 326 | 2842 | 1635 | 452 | 3260 | 29642.06 | 6540 | 39894.06 | 36946.27 | 1.0798
2017-11-13 | 12:00 | N | 2 | 8.69 | 9.38 | 4 | 12:00 | 222 | 319 | 2842 | 1635 | 444 | 2772.11 | 26657.96 | 6540 | 36414.07 | 37928.98 | 0.96006
2017-11-13 | 13:00 | N | 1 | 9.89 | 10.09 | 4 | 13:00 | 195 | 299 | 2842 | 1635 | 195 | 2957.11 | 28675.78 | 6540 | 38367.89 | 38540.38 | 0.99552
2017-11-13 | 14:00 | N | 1 | 10 | 13.09 | 4.24 | 14:00 | 205 | 237 | 2842 | 1635 | 205 | 2370 | 37201.78 | 6932.4 | 46709.18 | 39136.26 | 1.1935
2017-11-13 | 15:00 | N | 2 | 9.59 | 12.68 | 1.42 | 15:00 | 212 | 213 | 2842 | 1380 | 424 | 2042.67 | 36036.56 | 1959.6 | 40462.83 | 39678.75 | 1.0198
2017-11-13 | 16:00 | N | 2 | 10 | 14.44 | 2.99 | 16:00 | 191 | 237 | 2842 | 1380 | 382 | 2370 | 41038.48 | 4126.2 | 47916.68 | 39817.95 | 1.2034
2017-11-13 | 17:00 | N | 2.08 | 10.1 | 11.86 | 2.99 | 17:00 | 218 | 258 | 2842 | 1380 | 453.44 | 2605.8 | 33706.12 | 4126.2 | 40891.56 | 39720.38 | 1.0295
2017-11-13 | 18:00 | N | 2.11 | 29.32 | 29.52 | 2.99 | 18:00 | 240 | 365 | 2842 | 1380 | 506.4 | 10701.8 | 83895.84 | 4126.2 | 99230.24 | 39747.51 | 2.4965
2017-11-13 | 19:00 | N | 2.96 | 9.91 | 14 | 4.79 | 19:00 | 320 | 214 | 2842 | 1426 | 947.2 | 2120.74 | 39788 | 6830.54 | 49686.48 | 40398.17 | 1.2299
2017-11-13 | 20:00 | N | 2 | 7.97 | 10 | 4.22 | 20:00 | 322 | 178 | 2842 | 1426 | 644 | 1418.66 | 28420 | 6017.72 | 36500.38 | 41117.26 | 0.88771
2017-11-13 | 21:00 | N | 3.5 | 6.15 | 9.54 | 1.42 | 21:00 | 337 | 173 | 2842 | 1426 | 1179.5 | 1063.95 | 27112.68 | 2024.92 | 31381.05 | 40335.03 | 0.77801
2017-11-13 | 22:00 | N | 10.87 | 10 | 10 | 2.99 | 22:00 | 394 | 194 | 2842 | 1426 | 4282.78 | 1940 | 28420 | 4263.74 | 38906.52 | 39313.05 | 0.98966
2017-11-13 | 23:00 | N | 16.9 | 11.85 | 10.33 | 0.97 | 23:00 | 389 | 265 | 2985 | 1111 | 6574.1 | 3140.25 | 30835.05 | 1077.67 | 41627.07 | 37401.61 | 1.113
2017-11-13 | 24:00 | N | 11.01 | 8.86 | 8.85 | 0.97 | 24:00 | 362 | 243 | 2985 | 1111 | 3985.62 | 2152.98 | 26417.25 | 1077.67 | 33633.52 | 34837.73 | 0.96543
2017-11-14 | 1:00 | N | 13.96 | 10 | 15.35 | 0.5 | 1:00 | 294 | 212 | 2985 | 1111 | 4104.24 | 2120 | 45819.75 | 555.5 | 52599.49 | 32204 | 1.6333
2017-11-14 | 2:00 | N | 8.26 | 3.11 | 14.05 | 0.5 | 2:00 | 236 | 179 | 2985 | 1111 | 1949.36 | 556.69 | 41939.25 | 555.5 | 45000.8 | 30332.46 | 1.4836
2017-11-14 | 3:00 | N | 8.96 | 2.66 | 14 | 1 | 3:00 | 201 | 205 | 2985 | 1717 | 1800.96 | 545.3 | 41790 | 1717 | 45853.26 | 29207.43 | 1.5699
2017-11-14 | 4:00 | N | 7.35 | 3.11 | 14 | 0.99 | 4:00 | 185 | 205 | 2985 | 1717 | 1359.75 | 637.55 | 41790 | 1699.83 | 45487.13 | 28675.09 | 1.5863
2017-11-14 | 5:00 | N | 6.59 | 8.61 | 9.86 | 0.99 | 5:00 | 207 | 283 | 2985 | 1717 | 1364.13 | 2436.63 | 29432.1 | 1699.83 | 34932.69 | 28413.81 | 1.2294
2017-11-14 | 6:00 | N | 24.77 | 28.18 | 8.25 | 1.29 | 6:00 | 327 | 438 | 2985 | 1717 | 8099.79 | 12342.84 | 24626.25 | 2214.93 | 47283.81 | 28981.59 | 1.6315
2017-11-14 | 7:00 | N | 5.53 | 62 | 10.25 | 5 | 7:00 | 249 | 556 | 2872 | 2219 | 1376.97 | 34472 | 29438 | 11095 | 76381.97 | 30911.8 | 2.471
2017-11-14 | 8:00 | N | 5.8 | 10 | 10.25 | 5 | 8:00 | 256 | 306 | 2872 | 2219 | 1484.8 | 3060 | 29438 | 11095 | 45077.8 | 34232.19 | 1.3168
2017-11-14 | 9:00 | N | 3.4 | 11.12 | 11.32 | 6 | 9:00 | 156 | 343 | 2872 | 2219 | 530.4 | 3814.16 | 32511.04 | 13314 | 50169.6 | 35339.17 | 1.4197
2017-11-14 | 10:00 | N | 3.5 | 7.31 | 11.81 | 6.5 | 10:00 | 196 | 315 | 2872 | 2219 | 686 | 2302.65 | 33918.32 | 14423.5 | 51330.47 | 35834.76 | 1.4324
2017-11-14 | 11:00 | N | 3.5 | 7.48 | 9.04 | 4 | 11:00 | 226 | 326 | 2842 | 1635 | 791 | 2438.48 | 25691.68 | 6540 | 35461.16 | 36748.44 | 0.96497
2017-11-14 | 12:00 | N | 3.5 | 6.1 | 8 | 3.49 | 12:00 | 222 | 319 | 2842 | 1635 | 777 | 1945.9 | 22736 | 5706.15 | 31165.05 | 37751.96 | 0.82552
2017-11-14 | 13:00 | N | 2 | 7.71 | 8.43 | 4 | 13:00 | 195 | 299 | 2842 | 1635 | 390 | 2305.29 | 23958.06 | 6540 | 33193.35 | 38667.69 | 0.85843
2017-11-14 | 14:00 | N | 2 | 7.8 | 9 | 4 | 14:00 | 205 | 237 | 2842 | 1635 | 410 | 1848.6 | 25578 | 6540 | 34376.6 | 39570.47 | 0.86874
2017-11-14 | 15:00 | N | 2 | 7.19 | 9 | 1.45 | 15:00 | 212 | 213 | 2842 | 1380 | 424 | 1531.47 | 25578 | 2001 | 29534.47 | 40667.03 | 0.72625
2017-11-14 | 16:00 | N | 2.11 | 3.48 | 8 | 1.45 | 16:00 | 191 | 237 | 2842 | 1380 | 403.01 | 824.76 | 22736 | 2001 | 25964.77 | 41325.22 | 0.6283
2017-11-14 | 17:00 | N | 2 | 5.99 | 8 | 0.99 | 17:00 | 218 | 258 | 2842 | 1380 | 436 | 1545.42 | 22736 | 1366.2 | 26083.62 | 41342.37 | 0.63092
2017-11-14 | 18:00 | N | 2 | 19.45 | 17.26 | 1.45 | 18:00 | 240 | 365 | 2842 | 1380 | 480 | 7099.25 | 49052.92 | 2001 | 58633.17 | 41090.64 | 1.4269
2017-11-14 | 19:00 | N | 2 | 2.36 | 8.64 | 2.36 | 19:00 | 320 | 214 | 2842 | 1426 | 640 | 505.04 | 24554.88 | 3365.36 | 29065.28 | 41262.45 | 0.7044
2017-11-14 | 20:00 | N | 4.01 | 8.38 | 12.85 | 1.51 | 20:00 | 322 | 178 | 2842 | 1426 | 1291.22 | 1491.64 | 36519.7 | 2153.26 | 41455.82 | 42049.86 | 0.98587
2017-11-14 | 21:00 | N | 5 | 5.86 | 8.15 | 1.45 | 21:00 | 337 | 173 | 2842 | 1426 | 1685 | 1013.78 | 23162.3 | 2067.7 | 27928.78 | 41461.25 | 0.67361
2017-11-14 | 22:00 | N | 8.26 | 9.05 | 9.05 | 1.45 | 22:00 | 394 | 194 | 2842 | 1426 | 3254.44 | 1755.7 | 25720.1 | 2067.7 | 32797.94 | 40396.87 | 0.81189
2017-11-14 | 23:00 | N | 14.16 | 9.01 | 9.81 | 0.97 | 23:00 | 389 | 265 | 2985 | 1111 | 5508.24 | 2387.65 | 29282.85 | 1077.67 | 38256.41 | 38545.47 | 0.9925
2017-11-14 | 24:00 | N | 20.68 | 12 | 21 | 0.95 | 24:00 | 362 | 243 | 2985 | 1111 | 7486.16 | 2916 | 62685 | 1055.45 | 74142.61 | 35825.97 | 2.0695
2017-11-15 | 1:00 | N | 12 | 3.11 | 8.25 | 0.97 | 1:00 | 294 | 212 | 2985 | 1111 | 3528 | 659.32 | 24626.25 | 1077.67 | 29891.24 | 33077.8 | 0.90366
2017-11-15 | 2:00 | N | 10.04 | 2.61 | 8.25 | 0.97 | 2:00 | 236 | 179 | 2985 | 1111 | 2369.44 | 467.19 | 24626.25 | 1077.67 | 28540.55 | 31053.26 | 0.91908
2017-11-15 | 3:00 | N | 10.26 | 2.61 | 8.25 | 1.75 | 3:00 | 201 | 205 | 2985 | 1717 | 2062.26 | 535.05 | 24626.25 | 3004.75 | 30228.31 | 29853.93 | 1.0125
2017-11-15 | 4:00 | N | 8.11 | 3.11 | 9 | 1.62 | 4:00 | 185 | 205 | 2985 | 1717 | 1500.35 | 637.55 | 26865 | 2781.54 | 31784.44 | 29108.43 | 1.0919
2017-11-15 | 5:00 | N | 8.43 | 7.48 | 9 | 1.62 | 5:00 | 207 | 283 | 2985 | 1717 | 1745.01 | 2116.84 | 26865 | 2781.54 | 33508.39 | 28999.27 | 1.1555
2017-11-15 | 6:00 | N | 12 | 11.01 | 6.01 | 2.99 | 6:00 | 327 | 438 | 2985 | 1717 | 3924 | 4822.38 | 17939.85 | 5133.83 | 31820.06 | 29442.14 | 1.0808
2017-11-15 | 7:00 | N | 4.01 | 13.16 | 10.25 | 7.8 | 7:00 | 249 | 556 | 2872 | 2219 | 998.49 | 7316.96 | 29438 | 17308.2 | 55061.65 | 31494.9 | 1.7483
2017-11-15 | 8:00 | N | 3.5 | 9.84 | 10.21 | 10 | 8:00 | 256 | 306 | 2872 | 2219 | 896 | 3011.04 | 29323.12 | 22190 | 55420.16 | 34675.6 | 1.5982
2017-11-15 | 9:00 | N | 2.11 | 10.57 | 10.21 | 10 | 9:00 | 156 | 343 | 2872 | 2219 | 329.16 | 3625.51 | 29323.12 | 22190 | 55467.79 | 35839.08 | 1.5477
2017-11-15 | 10:00 | N | 2.11 | 8.89 | 10.21 | 10 | 10:00 | 196 | 315 | 2872 | 2219 | 413.56 | 2800.35 | 29323.12 | 22190 | 54727.03 | 36611.03 | 1.4948
2017-11-15 | 11:00 | N | 3.04 | 4.18 | 6.01 | 3.56 | 11:00 | 226 | 326 | 2842 | 1635 | 687.04 | 1362.68 | 17080.42 | 5820.6 | 24950.74 | 37855.55 | 0.6591
2017-11-15 | 12:00 | N | 3.1 | 4.18 | 6.01 | 3.56 | 12:00 | 222 | 319 | 2842 | 1635 | 688.2 | 1333.42 | 17080.42 | 5820.6 | 24922.64 | 38952.37 | 0.63982
2017-11-15 | 13:00 | N | 2 | 4.79 | 6.62 | 4.17 | 13:00 | 195 | 299 | 2842 | 1635 | 390 | 1432.21 | 18814.04 | 6817.95 | 27454.2 | 39820.67 | 0.68945
2017-11-15 | 14:00 | N | 2 | 5.24 | 6.14 | 4.62 | 14:00 | 205 | 237 | 2842 | 1635 | 410 | 1241.88 | 17449.88 | 7553.7 | 26655.46 | 40508.63 | 0.65802
2017-11-15 | 15:00 | N | 2 | 4.77 | 6.6 | 4.15 | 15:00 | 212 | 213 | 2842 | 1380 | 424 | 1016.01 | 18757.2 | 5727 | 25924.21 | 41227.61 | 0.62881
2017-11-15 | 16:00 | N | 2 | 3.89 | 6.01 | 3.56 | 16:00 | 191 | 237 | 2842 | 1380 | 382 | 921.93 | 17080.42 | 4912.8 | 23297.15 | 41545.59 | 0.56076
2017-11-15 | 17:00 | N | 2 | 6.49 | 6.49 | 4 | 17:00 | 218 | 258 | 2842 | 1380 | 436 | 1674.42 | 18444.58 | 5520 | 26075 | 41476.85 | 0.62866
2017-11-15 | 18:00 | N | 2 | 24.46 | 24.69 | 4.42 | 18:00 | 240 | 365 | 2842 | 1380 | 480 | 8927.9 | 70168.98 | 6099.6 | 85676.48 | 41360.15 | 2.0715
2017-11-15 | 19:00 | N | 2.61 | 11.01 | 19.61 | 10 | 19:00 | 320 | 214 | 2842 | 1426 | 835.2 | 2356.14 | 55731.62 | 14260 | 73182.96 | 41983 | 1.7432
2017-11-15 | 20:00 | N | 3.11 | 4.7 | 8 | 4.42 | 20:00 | 322 | 178 | 2842 | 1426 | 1001.42 | 836.6 | 22736 | 6302.92 | 30876.94 | 42660.57 | 0.72378
2017-11-15 | 21:00 | N | 4.01 | 4 | 6.01 | 4 | 21:00 | 337 | 173 | 2842 | 1426 | 1351.37 | 692 | 17080.42 | 5704 | 24827.79 | 41814.56 | 0.59376
2017-11-15 | 22:00 | N | 5 | 5 | 5.99 | 2.99 | 22:00 | 394 | 194 | 2842 | 1426 | 1970 | 970 | 17023.58 | 4263.74 | 24227.32 | 40757.58 | 0.59442
2017-11-15 | 23:00 | N | 5 | 6.03 | 6.93 | 0.97 | 23:00 | 389 | 265 | 2985 | 1111 | 1945 | 1597.95 | 20686.05 | 1077.67 | 25306.67 | 39045.63 | 0.64813
2017-11-15 | 24:00 | N | 5 | 5.81 | 6.01 | 0.97 | 24:00 | 362 | 243 | 2985 | 1111 | 1810 | 1411.83 | 17939.85 | 1077.67 | 22239.35 | 36416.46 | 0.61069
2017-11-16 | 1:00 | N | 5.62 | 3.8 | 4 | 0.97 | 1:00 | 294 | 212 | 2985 | 1111 | 1652.28 | 805.6 | 11940 | 1077.67 | 15475.55 | 33615.84 | 0.46036
2017-11-16 | 2:00 | N | 3.5 | 2.11 | 3.31 | 0.97 | 2:00 | 236 | 179 | 2985 | 1111 | 826 | 377.69 | 9880.35 | 1077.67 | 12161.71 | 31551.47 | 0.38546
2017-11-16 | 3:00 | N | 4.01 | 2.11 | 3.31 | 1.62 | 3:00 | 201 | 205 | 2985 | 1717 | 806.01 | 432.55 | 9880.35 | 2781.54 | 13900.45 | 30384.23 | 0.45749
2017-11-16 | 4:00 | N | 2.61 | 2.28 | 3.31 | 1.62 | 4:00 | 185 | 205 | 2985 | 1717 | 482.85 | 467.4 | 9880.35 | 2781.54 | 13612.14 | 29586.2 | 0.46008
2017-11-16 | 5:00 | N | 3.5 | 3.8 | 4 | 1.62 | 5:00 | 207 | 283 | 2985 | 1717 | 724.5 | 1075.4 | 11940 | 2781.54 | 16521.44 | 29367.11 | 0.56258
2017-11-16 | 6:00 | N | 7.2 | 8 | 5.25 | 2 | 6:00 | 327 | 438 | 2985 | 1717 | 2354.4 | 3504 | 15671.25 | 3434 | 24963.65 | 29893.56 | 0.83508
2017-11-16 | 7:00 | N | 3.11 | 9.42 | 7.25 | 6.55 | 7:00 | 249 | 556 | 2872 | 2219 | 774.39 | 5237.52 | 20822 | 14534.45 | 41368.36 | 31938.99 | 1.2952
2017-11-16 | 8:00 | N | 3.5 | 5.33 | 5.84 | 4.71 | 8:00 | 256 | 306 | 2872 | 2219 | 896 | 1630.98 | 16772.48 | 10451.49 | 29750.95 | 35396.34 | 0.84051
2017-11-16 | 9:00 | N | 1.9 | 7.52 | 7.72 | 6.75 | 9:00 | 156 | 343 | 2872 | 2219 | 296.4 | 2579.36 | 22171.84 | 14978.25 | 40025.85 | 36582.45 | 1.0941
2017-11-16 | 10:00 | N | 2 | 7.37 | 9.01 | 6.75 | 10:00 | 196 | 315 | 2872 | 2219 | 392 | 2321.55 | 25876.72 | 14978.25 | 43568.52 | 37189.96 | 1.1715
2017-11-16 | 11:00 | N | 2.61 | 4.65 | 7.12 | 3.75 | 11:00 | 226 | 326 | 2842 | 1635 | 589.86 | 1515.9 | 20235.04 | 6131.25 | 28472.05 | 38323.28 | 0.74294
2017-11-16 | 12:00 | N | 2.62 | 3.61 | 6.04 | 2.99 | 12:00 | 222 | 319 | 2842 | 1635 | 581.64 | 1151.59 | 17165.68 | 4888.65 | 23787.56 | 39583.11 | 0.60095
2017-11-16 | 13:00 | N | 2.61 | 3.61 | 6.01 | 2.99 | 13:00 | 195 | 299 | 2842 | 1635 | 508.95 | 1079.39 | 17080.42 | 4888.65 | 23557.41 | 40546.82 | 0.58099
2017-11-16 | 14:00 | N | 1.9 | 5.83 | 7.83 | 5.38 | 14:00 | 205 | 237 | 2842 | 1635 | 389.5 | 1381.71 | 22252.86 | 8796.3 | 32820.37 | 41391.84 | 0.79292
2017-11-16 | 15:00 | N | 2 | 4.07 | 7.5 | 3.45 | 15:00 | 212 | 213 | 2842 | 1380 | 424 | 866.91 | 21315 | 4761 | 27366.91 | 42194.24 | 0.64859
2017-11-16 | 16:00 | N | 2 | 4.08 | 6.58 | 2.48 | 16:00 | 191 | 237 | 2842 | 1380 | 382 | 966.96 | 18700.36 | 3422.4 | 23471.72 | 42709.05 | 0.54957
2017-11-16 | 17:00 | N | 1.9 | 5.81 | 6.01 | 2.4 | 17:00 | 218 | 258 | 2842 | 1380 | 414.2 | 1498.98 | 17080.42 | 3312 | 22305.6 | 42743.35 | 0.52185
2017-11-16 | 18:00 | N | 2 | 17.59 | 17.79 | 3.84 | 18:00 | 240 | 365 | 2842 | 1380 | 480 | 6420.35 | 50559.18 | 5299.2 | 62758.73 | 42507.43 | 1.4764
2017-11-16 | 19:00 | N | 3.5 | 4.57 | 9.73 | 3.75 | 19:00 | 320 | 214 | 2842 | 1426 | 1120 | 977.98 | 27652.66 | 5347.5 | 35098.14 | 42522.04 | 0.82541
2017-11-16 | 20:00 | N | 3.5 | 4 | 7.12 | 3 | 20:00 | 322 | 178 | 2842 | 1426 | 1127 | 712 | 20235.04 | 4278 | 26352.04 | 43012.73 | 0.61266
2017-11-16 | 21:00 | N | 6.38 | 4 | 6.01 | 2 | 21:00 | 337 | 173 | 2842 | 1426 | 2150.06 | 692 | 17080.42 | 2852 | 22774.48 | 42126.67 | 0.54062
2017-11-16 | 22:00 | N | 8.61 | 5.81 | 6.01 | 2 | 22:00 | 394 | 194 | 2842 | 1426 | 3392.34 | 1127.14 | 17080.42 | 2852 | 24451.9 | 41129.65 | 0.59451
2017-11-16 | 23:00 | N | 9.95 | 4.06 | 8 | 0.97 | 23:00 | 389 | 265 | 2985 | 1111 | 3870.55 | 1075.9 | 23880 | 1077.67 | 29904.12 | 39426.8 | 0.75847
2017-11-16 | 24:00 | N | 11.27 | 8.11 | 16.16 | 0.97 | 24:00 | 362 | 243 | 2985 | 1111 | 4079.74 | 1970.73 | 48237.6 | 1077.67 | 55365.74 | 36978.37 | 1.4972
2017-11-17 | 1:00 | N | 13.84 | 7 | 9 | 0.75 | 1:00 | 294 | 212 | 2985 | 1111 | 4068.96 | 1484 | 26865 | 833.25 | 33251.21 | 34251.48 | 0.9708
2017-11-17 | 2:00 | N | 12 | 2.51 | 9 | 0.75 | 2:00 | 236 | 179 | 2985 | 1111 | 2832 | 449.29 | 26865 | 833.25 | 30979.54 | 32293.7 | 0.95931
2017-11-17 | 3:00 | N | 12 | 2.51 | 9 | 1.22 | 3:00 | 201 | 205 | 2985 | 1717 | 2412 | 514.55 | 26865 | 2094.74 | 31886.29 | 31110.26 | 1.0249
2017-11-17 | 4:00 | N | 9.26 | 2.51 | 9 | 1.34 | 4:00 | 185 | 205 | 2985 | 1717 | 1713.1 | 514.55 | 26865 | 2300.78 | 31393.43 | 30418.39 | 1.0321
2017-11-17 | 5:00 | N | 9.26 | 7 | 9 | 1.22 | 5:00 | 207 | 283 | 2985 | 1717 | 1916.82 | 1981 | 26865 | 2094.74 | 32857.56 | 30196.46 | 1.0881
2017-11-17 | 6:00 | N | 14.8 | 12.01 | 7.01 | 1.22 | 6:00 | 327 | 438 | 2985 | 1717 | 4839.6 | 5260.38 | 20924.85 | 2094.74 | 33119.57 | 30725.02 | 1.0779
2017-11-17 | 7:00 | N | 15.27 | 18 | 10.25 | 6 | 7:00 | 249 | 556 | 2872 | 2219 | 3802.23 | 10008 | 29438 | 13314 | 56562.23 | 32614.55 | 1.7343
2017-11-17 | 8:00 | N | 7.69 | 5.47 | 10.25 | 4.85 | 8:00 | 256 | 306 | 2872 | 2219 | 1968.64 | 1673.82 | 29438 | 10762.15 | 43842.61 | 35972.05 | 1.2188
2017-11-17 | 9:00 | N | 4.01 | 6.17 | 9.66 | 5.55 | 9:00 | 156 | 343 | 2872 | 2219 | 625.56 | 2116.31 | 27743.52 | 12315.45 | 42800.84 | 37153.85 | 1.152
2017-11-17 | 10:00 | N | 5.33 | 6.62 | 10.01 | 6 | 10:00 | 196 | 315 | 2872 | 2219 | 1044.68 | 2085.3 | 28748.72 | 13314 | 45192.7 | 38148.52 | 1.1847
2017-11-17 | 11:00 | N | 4.8 | 4.59 | 8 | 2.99 | 11:00 | 226 | 326 | 2842 | 1635 | 1084.8 | 1496.34 | 22736 | 4888.65 | 30205.79 | 39649.97 | 0.76181
2017-11-17 | 12:00 | N | 3.5 | 4.59 | 6.55 | 2.99 | 12:00 | 222 | 319 | 2842 | 1635 | 777 | 1464.21 | 18615.1 | 4888.65 | 25744.96 | 41237.02 | 0.62432
2017-11-17 | 13:00 | N | 3.11 | 5.82 | 7.09 | 5 | 13:00 | 195 | 299 | 2842 | 1635 | 606.45 | 1740.18 | 20149.78 | 8175 | 30671.41 | 42697.21 | 0.71835
2017-11-17 | 14:00 | N | 1.9 | 8.24 | 9.56 | 6 | 14:00 | 205 | 237 | 2842 | 1635 | 389.5 | 1952.88 | 27169.52 | 9810 | 39321.9 | 43976.11 | 0.89417
2017-11-17 | 15:00 | N | 1.9 | 9.29 | 12.09 | 2.99 | 15:00 | 212 | 213 | 2842 | 1380 | 402.8 | 1978.77 | 34359.78 | 4126.2 | 40867.55 | 45409.66 | 0.89997
2017-11-17 | 16:00 | N | 1.9 | 9.87 | 11.29 | 2.99 | 16:00 | 191 | 237 | 2842 | 1380 | 362.9 | 2339.19 | 32086.18 | 4126.2 | 38914.47 | 46240.82 | 0.84156
2017-11-17 | 17:00 | N | 1.9 | 7.49 | 7.69 | 2.4 | 17:00 | 218 | 258 | 2842 | 1380 | 414.2 | 1932.42 | 21854.98 | 3312 | 27513.6 | 46422.35 | 0.59268
2017-11-17 | 18:00 | N | 2 | 14.77 | 14.77 | 2.99 | 18:00 | 240 | 365 | 2842 | 1380 | 480 | 5391.05 | 41976.34 | 4126.2 | 51973.59 | 45812.86 | 1.1345
2017-11-17 | 19:00 | N | 4.48 | 4.75 | 6.96 | 3.75 | 19:00 | 320 | 214 | 2842 | 1426 | 1433.6 | 1016.5 | 19780.32 | 5347.5 | 27577.92 | 44980.2 | 0.61311
2017-11-17 | 20:00 | N | 4.63 | 4 | 7.51 | 2.99 | 20:00 | 322 | 178 | 2842 | 1426 | 1490.86 | 712 | 21343.42 | 4263.74 | 27810.02 | 44778.42 | 0.62106
2017-11-17 | 21:00 | N | 4.72 | 4 | 6.01 | 2 | 21:00 | 337 | 173 | 2842 | 1426 | 1590.64 | 692 | 17080.42 | 2852 | 22215.06 | 43248.08 | 0.51367
2017-11-17 | 22:00 | N | 8.61 | 5.81 | 6.01 | 1.62 | 22:00 | 394 | 194 | 2842 | 1426 | 3392.34 | 1127.14 | 17080.42 | 2310.12 | 23910.02 | 41903.33 | 0.5706
2017-11-17 | 23:00 | N | 12.91 | 8.26 | 8 | 0.75 | 23:00 | 389 | 265 | 2985 | 1111 | 5021.99 | 2188.9 | 23880 | 833.25 | 31924.14 | 40393.25 | 0.79033
2017-11-17 | 24:00 | N | 11.71 | 4.94 | 8 | 0.75 | 24:00 | 362 | 243 | 2985 | 1111 | 4239.02 | 1200.42 | 23880 | 833.25 | 30152.69 | 38451.18 | 0.78418
2017-11-18 | 1:00 | N | 13.59 | 8 | 9 | 0.97 | 1:00 | 294 | 212 | 2985 | 1111 | 3995.46 | 1696 | 26865 | 1077.67 | 33634.13 | 36222.47 | 0.92854
2017-11-18 | 2:00 | N | 12 | 2.61 | 14.25 | 0.75 | 2:00 | 236 | 179 | 2985 | 1111 | 2832 | 467.19 | 42536.25 | 833.25 | 46668.69 | 34144.6 | 1.3668
2017-11-18 | 3:00 | N | 15.22 | 2.11 | 18 | 1.42 | 3:00 | 201 | 205 | 2985 | 1717 | 3059.22 | 432.55 | 53730 | 2438.14 | 59659.91 | 32627.18 | 1.8285
2017-11-18 | 4:00 | N | 12 | 2.61 | 9 | 1.34 | 4:00 | 185 | 205 | 2985 | 1717 | 2220 | 535.05 | 26865 | 2300.78 | 31920.83 | 31594.46 | 1.0103
2017-11-18 | 5:00 | N | 11.5 | 8 | 9 | 1.31 | 5:00 | 207 | 283 | 2985 | 1717 | 2380.5 | 2264 | 26865 | 2249.27 | 33758.77 | 31005.22 | 1.0888
2017-11-18 | 6:00 | N | 17.29 | 13.25 | 8.25 | 1.27 | 6:00 | 327 | 438 | 2985 | 1717 | 5653.83 | 5803.5 | 24626.25 | 2180.59 | 38264.17 | 30844.91 | 1.2405
2017-11-18 | 7:00 | N | 21.34 | 18 | 9 | 5 | 7:00 | 249 | 556 | 2872 | 2219 | 5313.66 | 10008 | 25848 | 11095 | 52264.66 | 31297.05 | 1.67
2017-11-18 | 8:00 | N | 10.2 | 5.62 | 8.25 | 5 | 8:00 | 256 | 306 | 2872 | 2219 | 2611.2 | 1719.72 | 23694 | 11095 | 39119.92 | 32331.52 | 1.21
2017-11-18 | 9:00 | N | 7.94 | 6.6 | 8.25 | 5 | 9:00 | 156 | 343 | 2872 | 2219 | 1238.64 | 2263.8 | 23694 | 11095 | 38291.44 | 33584.48 | 1.1402
2017-11-18 | 10:00 | N | 7.47 | 5.88 | 12.88 | 5 | 10:00 | 196 | 315 | 2872 | 2219 | 1464.12 | 1852.2 | 36991.36 | 11095 | 51402.68 | 36057.2 | 1.4256
2017-11-18 | 11:00 | N | 6.27 | 5.04 | 10.32 | 3.44 | 11:00 | 226 | 326 | 2842 | 1635 | 1417.02 | 1643.04 | 29329.44 | 5624.4 | 38013.9 | 37974.37 | 1.001
2017-11-18 | 12:00 | N | 6.14 | 5.04 | 12.83 | 3.44 | 12:00 | 222 | 319 | 2842 | 1635 | 1363.08 | 1607.76 | 36462.86 | 5624.4 | 45058.1 | 39427.05 | 1.1428
2017-11-18 | 13:00 | N | 5.51 | 7.48 | 8.38 | 6 | 13:00 | 195 | 299 | 2842 | 1635 | 1074.45 | 2236.52 | 23815.96 | 9810 | 36936.93 | 40489.14 | 0.91227
2017-11-18 | 14:00 | N | 5 | 6.42 | 8.78 | 5.72 | 14:00 | 205 | 237 | 2842 | 1635 | 1025 | 1521.54 | 24952.76 | 9352.2 | 36851.5 | 41199.34 | 0.89447
2017-11-18 | 15:00 | N | 5.51 | 7.94 | 8.84 | 2 | 15:00 | 212 | 213 | 2842 | 1380 | 1168.12 | 1691.22 | 25123.28 | 2760 | 30742.62 | 41267.19 | 0.74497
2017-11-18 | 16:00 | N | 3.5 | 5.48 | 6.62 | 2 | 16:00 | 191 | 237 | 2842 | 1380 | 668.5 | 1298.76 | 18814.04 | 2760 | 23541.3 | 40856.59 | 0.57619
2017-11-18 | 17:00 | N | 3.5 | 6.2 | 6.57 | 2 | 17:00 | 218 | 258 | 2842 | 1380 | 763 | 1599.6 | 18671.94 | 2760 | 23794.54 | 39972.1 | 0.59528
2017-11-18 | 18:00 | N | 3.11 | 19.68 | 21.08 | 2.5 | 18:00 | 240 | 365 | 2842 | 1380 | 746.4 | 7183.2 | 59909.36 | 3450 | 71288.96 | 38586.83 | 1.8475
2017-11-18 | 19:00 | N | 3.5 | 5 | 8.25 | 4 | 19:00 | 320 | 214 | 2842 | 1426 | 1120 | 1070 | 23446.5 | 5704 | 31340.5 | 37950.92 | 0.82582
2017-11-18 | 20:00 | N | 3.5 | 4 | 6.57 | 1.68 | 20:00 | 322 | 178 | 2842 | 1426 | 1127 | 712 | 18671.94 | 2395.68 | 22906.62 | 38041.64 | 0.60215
2017-11-18 | 21:00 | N | 4.01 | 4 | 6.2 | 1.62 | 21:00 | 337 | 173 | 2842 | 1426 | 1351.37 | 692 | 17620.4 | 2310.12 | 21973.89 | 36873.72 | 0.59592
2017-11-18 | 22:00 | N | 5 | 4.6 | 5.25 | 1.62 | 22:00 | 394 | 194 | 2842 | 1426 | 1970 | 892.4 | 14920.5 | 2310.12 | 20093.02 | 35804.26 | 0.56119
2017-11-18 | 23:00 | N | 5.4 | 5.05 | 5.25 | 0.97 | 23:00 | 389 | 265 | 2985 | 1111 | 2100.6 | 1338.25 | 15671.25 | 1077.67 | 20187.77 | 34583.25 | 0.58374
2017-11-18 | 24:00 | N | 5.64 | 4.97 | 6.57 | 0.97 | 24:00 | 362 | 243 | 2985 | 1111 | 2041.68 | 1207.71 | 19611.45 | 1077.67 | 23938.51 | 33058.82 | 0.72412
2017-11-19 | 1:00 | N | 9.29 | 8 | 6.01 | 0.61 | 1:00 | 294 | 212 | 2985 | 1111 | 2731.26 | 1696 | 17939.85 | 677.71 | 23044.82 | 31381.02 | 0.73436
2017-11-19 | 2:00 | N | 4.24 | 3.11 | 6.01 | 0.61 | 2:00 | 236 | 179 | 2985 | 1111 | 1000.64 | 556.69 | 17939.85 | 677.71 | 20174.89 | 29988.98 | 0.67274
2017-11-19 | 3:00 | N | 6.95 | 3.11 | 6.01 | 1.05 | 3:00 | 201 | 205 | 2985 | 1717 | 1396.95 | 637.55 | 17939.85 | 1802.85 | 21777.2 | 29174.41 | 0.74645
2017-11-19 | 4:00 | N | 4.6 | 3.11 | 6.01 | 1 | 4:00 | 185 | 205 | 2985 | 1717 | 851 | 637.55 | 17939.85 | 1717 | 21145.4 | 28813.95 | 0.73386
2017-11-19 | 5:00 | N | 7.96 | 8 | 6.01 | 1 | 5:00 | 207 | 283 | 2985 | 1717 | 1647.72 | 2264 | 17939.85 | 1717 | 23568.57 | 28705.1 | 0.82106
2017-11-19 | 6:00 | N | 12 | 13.95 | 6.94 | 1 | 6:00 | 327 | 438 | 2985 | 1717 | 3924 | 6110.1 | 20715.9 | 1717 | 32467 | 28972.23 | 1.1206
2017-11-19 | 7:00 | N | 8.11 | 21.43 | 6.01 | 2.99 | 7:00 | 249 | 556 | 2872 | 2219 | 2019.39 | 11915.08 | 17260.72 | 6634.81 | 37830 | 29775.24 | 1.2705
2017-11-19 | 8:00 | N | 5.72 | 4.59 | 6.01 | 2.99 | 8:00 | 256 | 306 | 2872 | 2219 | 1464.32 | 1404.54 | 17260.72 | 6634.81 | 26764.39 | 31097.95 | 0.86065
2017-11-19 | 9:00 | N | 2.68 | 5.7 | 8.25 | 4.1 | 9:00 | 156 | 343 | 2872 | 2219 | 418.08 | 1955.1 | 23694 | 9097.9 | 35165.08 | 32474.76 | 1.0828
2017-11-19 | 10:00 | N | 1.9 | 6.57 | 8.25 | 5 | 10:00 | 196 | 315 | 2872 | 2219 | 372.4 | 2069.55 | 23694 | 11095 | 37230.95 | 33944 | 1.0968
2017-11-19 | 11:00 | N | 2.86 | 4 | 6.01 | 1.11 | 11:00 | 226 | 326 | 2842 | 1635 | 646.36 | 1304 | 17080.42 | 1814.85 | 20845.63 | 34401.98 | 0.60594
2017-11-19 | 12:00 | N | 3.5 | 4 | 6.78 | 2.4 | 12:00 | 222 | 319 | 2842 | 1635 | 777 | 1276 | 19268.76 | 3924 | 25245.76 | 34104.85 | 0.74024
2017-11-19 | 13:00 | N | 2.61 | 4 | 8.25 | 2.4 | 13:00 | 195 | 299 | 2842 | 1635 | 508.95 | 1196 | 23446.5 | 3924 | 29075.45 | 33744.56 | 0.86163
2017-11-19 | 14:00 | N | 3.11 | 3.31 | 8.16 | 1.62 | 14:00 | 205 | 237 | 2842 | 1635 | 637.55 | 784.47 | 23190.72 | 2648.7 | 27261.44 | 33417.09 | 0.81579
2017-11-19 | 15:00 | N | 3.5 | 3.1 | 6.45 | 1 | 15:00 | 212 | 213 | 2842 | 1380 | 742 | 660.3 | 18330.9 | 1380 | 21113.2 | 33142.65 | 0.63704
2017-11-19 | 16:00 | N | 3.34 | 3.88 | 6.53 | 0.99 | 16:00 | 191 | 237 | 2842 | 1380 | 637.94 | 919.56 | 18558.26 | 1366.2 | 21481.96 | 32926.2 | 0.65243
2017-11-19 | 17:00 | N | 3.07 | 7.13 | 7.44 | 1 | 17:00 | 218 | 258 | 2842 | 1380 | 669.26 | 1839.54 | 21144.48 | 1380 | 25033.28 | 32979.59 | 0.75905
2017-11-19 | 18:00 | N | 1.9 | 18.71 | 20 | 2.99 | 18:00 | 240 | 365 | 2842 | 1380 | 456 | 6829.15 | 56840 | 4126.2 | 68251.35 | 33135.36 | 2.0598
2017-11-19 | 19:00 | N | 2.11 | 5 | 14.23 | 3 | 19:00 | 320 | 214 | 2842 | 1426 | 675.2 | 1070 | 40441.66 | 4278 | 46464.86 | 34635.97 | 1.3415
2017-11-19 | 20:00 | N | 2.86 | 4 | 9.89 | 2.99 | 20:00 | 322 | 178 | 2842 | 1426 | 920.92 | 712 | 28107.38 | 4263.74 | 34004.04 | 36416.68 | 0.93375
2017-11-19 | 21:00 | N | 5.25 | 4 | 6.01 | 1.54 | 21:00 | 337 | 173 | 2842 | 1426 | 1769.25 | 692 | 17080.42 | 2196.04 | 21737.71 | 36358.44 | 0.59787
2017-11-19 | 22:00 | N | 28.44 | 5.34 | 6.01 | 1.47 | 22:00 | 394 | 194 | 2842 | 1426 | 11205.36 | 1035.96 | 17080.42 | 2096.22 | 31417.96 | 35896.78 | 0.87523
2017-11-19 | 23:00 | N | 10.5 | 6.57 | 6.85 | 0.61 | 23:00 | 389 | 265 | 2985 | 1111 | 4084.5 | 1741.05 | 20447.25 | 677.71 | 26950.51 | 35292.22 | 0.76364
2017-11-19 | 24:00 | N | 9.69 | 5.78 | 6.01 | 0.5 | 24:00 | 362 | 243 | 2985 | 1111 | 3507.78 | 1404.54 | 17939.85 | 555.5 | 23407.67 | 33955.06 | 0.68937
2017-11-20 | 1:00 | N | 10.4 | 8 | 14.25 | 0.75 | 1:00 | 294 | 212 | 2985 | 1111 | 3057.6 | 1696 | 42536.25 | 833.25 | 48123.1 | 32402.36 | 1.4852
2017-11-20 | 2:00 | N | 8.11 | 3.11 | 18 | 0.75 | 2:00 | 236 | 179 | 2985 | 1111 | 1913.96 | 556.69 | 53730 | 833.25 | 57033.9 | 31172.88 | 1.8296
2017-11-20 | 3:00 | N | 8.11 | 3.11 | 18 | 1.17 | 3:00 | 201 | 205 | 2985 | 1717 | 1630.11 | 637.55 | 53730 | 2008.89 | 58006.55 | 30598.54 | 1.8957
2017-11-20 | 4:00 | N | 5.25 | 3.54 | 14.25 | 1 | 4:00 | 185 | 205 | 2985 | 1717 | 971.25 | 725.7 | 42536.25 | 1717 | 45950.2 | 30449.69 | 1.5091
2017-11-20 | 5:00 | N | 8.61 | 8 | 14.25 | 1.31 | 5:00 | 207 | 283 | 2985 | 1717 | 1782.27 | 2264 | 42536.25 | 2249.27 | 48831.79 | 30693.38 | 1.591
2017-11-20 | 6:00 | N | 12 | 15.12 | 14.25 | 1.28 | 6:00 | 327 | 438 | 2985 | 1717 | 3924 | 6622.56 | 42536.25 | 2197.76 | 55280.57 | 31679.96 | 1.745
2017-11-20 | 7:00 | N | 3.5 | 20 | 20 | 7.42 | 7:00 | 249 | 556 | 2872 | 2219 | 871.5 | 11120 | 57440 | 16464.98 | 85896.48 | 33978.67 | 2.528
2017-11-20 | 8:00 | N | 3.5 | 7.82 | 12.7 | 6.22 | 8:00 | 256 | 306 | 2872 | 2219 | 896 | 2392.92 | 36474.4 | 13802.18 | 53565.5 | 36955.22 | 1.4495
2017-11-20 | 9:00 | N | 1.9 | 7.82 | 20 | 6.22 | 9:00 | 156 | 343 | 2872 | 2219 | 296.4 | 2682.26 | 57440 | 13802.18 | 74220.84 | 38474.48 | 1.9291
2017-11-20 | 10:00 | N | 3.11 | 6.62 | 20 | 6 | 10:00 | 196 | 315 | 2872 | 2219 | 609.56 | 2085.3 | 57440 | 13314 | 73448.86 | 38790.13 | 1.8935
2017-11-20 | 11:00 | N | 3.91 | 4.34 | 20 | 2.74 | 11:00 | 226 | 326 | 2842 | 1635 | 883.66 | 1414.84 | 56840 | 4479.9 | 63618.4 | 38417.11 | 1.656
2017-11-20 | 12:00 | N | 3.56 | 3.76 | 20 | 2.09 | 12:00 | 222 | 319 | 2842 | 1635 | 790.32 | 1199.44 | 56840 | 3417.15 | 62246.91 | 37883.83 | 1.6431
2017-11-20 | 13:00 | N | 3.5 | 3.58 | 20 | 2.14 | 13:00 | 195 | 299 | 2842 | 1635 | 682.5 | 1070.42 | 56840 | 3498.9 | 62091.82 | 37269.3 | 1.666
2017-11-20 | 14:00 | N | 3.5 | 3.11 | 20 | 2.4 | 14:00 | 205 | 237 | 2842 | 1635 | 717.5 | 737.07 | 56840 | 3924 | 62218.57 | 36653.44 | 1.6975
2017-11-20 | 15:00 | N | 3.5 | 3.1 | 19.22 | 0.99 | 15:00 | 212 | 213 | 2842 | 1380 | 742 | 660.3 | 54623.24 | 1366.2 | 57391.74 | 36376.4 | 1.5777
2017-11-20 | 16:00 | N | 3.5 | 3.21 | 18.88 | 0.99 | 16:00 | 191 | 237 | 2842 | 1380 | 668.5 | 760.77 | 53656.96 | 1366.2 | 56452.43 | 36154.08 | 1.5614
2017-11-20 | 17:00 | N | 3.5 | 5.42 | 20 | 0.99 | 17:00 | 218 | 258 | 2842 | 1380 | 763 | 1398.36 | 56840 | 1366.2 | 60367.56 | 35932.18 | 1.68
2017-11-20 | 18:00 | N | 2.61 | 18.6 | 28.47 | 0.99 | 18:00 | 240 | 365 | 2842 | 1380 | 626.4 | 6789 | 80911.74 | 1366.2 | 89693.34 | 35888.28 | 2.4992
2017-11-20 | 19:00 | N | 8.11 | 4 | 20 | 1.45 | 19:00 | 320 | 214 | 2842 | 1426 | 2595.2 | 856 | 56840 | 2067.7 | 62358.9 | 37187.57 | 1.6769
2017-11-20 | 20:00 | N | 5.51 | 4 | 20 | 1.33 | 20:00 | 322 | 178 | 2842 | 1426 | 1774.22 | 712 | 56840 | 1896.58 | 61222.8 | 38659.36 | 1.5836
2017-11-20 | 21:00 | N | 11.66 | 4 | 14 | 1.22 | 21:00 | 337 | 173 | 2842 | 1426 | 3929.42 | 692 | 39788 | 1739.72 | 46149.14 | 38288.27 | 1.2053
2017-11-20 | 22:00 | N | 10.35 | 5 | 20 | 1.15 | 22:00 | 394 | 194 | 2842 | 1426 | 4077.9 | 970 | 56840 | 1639.9 | 63527.8 | 37777.51 | 1.6816
2017-11-20 | 23:00 | N | 14.86 | 8.11 | 21 | 0.75 | 23:00 | 389 | 265 | 2985 | 1111 | 5780.54 | 2149.15 | 62685 | 833.25 | 71447.94 | 36476.82 | 1.9587
2017-11-20 | 24:00 | N | 12.96 | 7.76 | 21 | 0.75 | 24:00 | 362 | 243 | 2985 | 1111 | 4691.52 | 1885.68 | 62685 | 833.25 | 70095.45 | 34601.72 | 2.0258
2017-11-21 | 1:00 | N | 12 | 8 | 8.25 | 0.75 | 1:00 | 294 | 212 | 2985 | 1111 | 3528 | 1696 | 24626.25 | 833.25 | 30683.5 | 32668.84 | 0.93923
2017-11-21 | 2:00 | N | 11.16 | 2.98 | 8.25 | 0.51 | 2:00 | 236 | 179 | 2985 | 1111 | 2633.76 | 533.42 | 24626.25 | 566.61 | 28360.04 | 31130.62 | 0.911
2017-11-21 | 3:00 | N | 12 | 2.61 | 8.25 | 1 | 3:00 | 201 | 205 | 2985 | 1717 | 2412 | 535.05 | 24626.25 | 1717 | 29290.3 | 30291 | 0.96696
2017-11-21 | 4:00 | N | 6.99 | 2.61 | 8.25 | 0.99 | 4:00 | 185 | 205 | 2985 | 1717 | 1293.15 | 535.05 | 24626.25 | 1699.83 | 28154.28 | 29857.64 | 0.94295
2017-11-21 | 5:00 | N | 6.8 | 7.01 | 7.01 | 1 | 5:00 | 207 | 283 | 2985 | 1717 | 1407.6 | 1983.83 | 20924.85 | 1717 | 26033.28 | 29919.55 | 0.87011
2017-11-21 | 6:00 | N | 12 | 15.99 | 7.01 | 1.22 | 6:00 | 327 | 438 | 2985 | 1717 | 3924 | 7003.62 | 20924.85 | 2094.74 | 33947.21 | 30609 | 1.1091
2017-11-21 | 7:00 | N | 3.11 | 12.91 | 7.61 | 2.99 | 7:00 | 249 | 556 | 2872 | 2219 | 774.39 | 7177.96 | 21855.92 | 6634.81 | 36443.08 | 32363.56 | 1.1261
2017-11-21 | 8:00 | N | 2.59 | 4.7 | 7.01 | 3.1 | 8:00 | 256 | 306 | 2872 | 2219 | 663.04 | 1438.2 | 20132.72 | 6878.9 | 29112.86 | 34752.4 | 0.83772
2017-11-21 | 9:00 | N | 1 | 5.66 | 10.25 | 4.01 | 9:00 | 156 | 343 | 2872 | 2219 | 156 | 1941.38 | 29438 | 8898.19 | 40433.57 | 35887.77 | 1.1267
2017-11-21 | 10:00 | N | 1.9 | 4.7 | 9.49 | 3.1 | 10:00 | 196 | 315 | 2872 | 2219 | 372.4 | 1480.5 | 27255.28 | 6878.9 | 35987.08 | 36551.57 | 0.98456
2017-11-21 | 11:00 | N | 2.61 | 3.49 | 7.01 | 2.29 | 11:00 | 226 | 326 | 2842 | 1635 | 589.86 | 1137.74 | 19922.42 | 3744.15 | 25394.17 | 36950.23 | 0.68725
2017-11-21 | 12:00 | N | 3.5 | 3.1 | 6.07 | 1.13 | 12:00 | 222 | 319 | 2842 | 1635 | 777 | 988.9 | 17250.94 | 1847.55 | 20864.39 | 37066.67 | 0.56289
2017-11-21 | 13:00 | N | 3.5 | 3.12 | 7.01 | 1 | 13:00 | 195 | 299 | 2842 | 1635 | 682.5 | 932.88 | 19922.42 | 1635 | 23172.8 | 37069.75 | 0.62511
2017-11-21 | 14:00 | N | 3.5 | 3.1 | 7.01 | 1.83 | 14:00 | 205 | 237 | 2842 | 1635 | 717.5 | 734.7 | 19922.42 | 2992.05 | 24366.67 | 37192.06 | 0.65516
2017-11-21 | 15:00 | N | 3.96 | 3.1 | 7.01 | 0.97 | 15:00 | 212 | 213 | 2842 | 1380 | 839.52 | 660.3 | 19922.42 | 1338.6 | 22760.84 | 37518.96 | 0.60665
2017-11-21 | 16:00 | N | 3.5 | 4 | 7.01 | 0.97 | 16:00 | 191 | 237 | 2842 | 1380 | 668.5 | 948 | 19922.42 | 1338.6 | 22877.52 | 37643.14 | 0.60775
2017-11-21 | 17:00 | N | 3.5 | 5.63 | 7.01 | 0.97 | 17:00 | 218 | 258 | 2842 | 1380 | 763 | 1452.54 | 19922.42 | 1338.6 | 23476.56 | 37716.45 | 0.62245
2017-11-21 | 18:00 | N | 2 | 25 | 25.54 | 0.99 | 18:00 | 240 | 365 | 2842 | 1380 | 480 | 9125 | 72584.68 | 1366.2 | 83555.88 | 37599.77 | 2.2222
2017-11-21 | 19:00 | N | 3.11 | 5.23 | 15.56 | 1.41 | 19:00 | 320 | 214 | 2842 | 1426 | 995.2 | 1119.22 | 44221.52 | 2010.66 | 48346.6 | 38439.18 | 1.2577
2017-11-21 | 20:00 | N | 4.71 | 4 | 12 | 1.3 | 20:00 | 322 | 178 | 2842 | 1426 | 1516.62 | 712 | 34104 | 1853.8 | 38186.42 | 39427.13 | 0.96853
2017-11-21 | 21:00 | N | 3.7 | 4 | 5.78 | 1 | 21:00 | 337 | 173 | 2842 | 1426 | 1246.9 | 692 | 16426.76 | 1426 | 19791.66 | 38701.39 | 0.51139
2017-11-21 | 22:00 | N | 5 | 4.33 | 4.33 | 1 | 22:00 | 394 | 194 | 2842 | 1426 | 1970 | 840.02 | 12305.86 | 1426 | 16541.88 | 37861.93 | 0.4369
2017-11-21 | 23:00 | N | 8.61 | 6.85 | 6.99 | 0.75 | 23:00 | 389 | 265 | 2985 | 1111 | 3349.29 | 1815.25 | 20865.15 | 833.25 | 26862.94 | 36590.83 | 0.73414
2017-11-21 | 24:00 | N | 8.61 | 5.48 | 7.01 | 0.5 | 24:00 | 362 | 243 | 2985 | 1111 | 3116.82 | 1331.64 | 20924.85 | 555.5 | 25928.81 | 34574.19 | 0.74995
2017-11-22 | 1:00 | N | 12 | 9.72 | 9 | 0.75 | 1:00 | 294 | 212 | 2985 | 1111 | 3528 | 2060.64 | 26865 | 833.25 | 33286.89 | 32271.58 | 1.0315
2017-11-22 | 2:00 | N | 8.13 | 5.68 | 9 | 0.75 | 2:00 | 236 | 179 | 2985 | 1111 | 1918.68 | 1016.72 | 26865 | 833.25 | 30633.65 | 30551.23 | 1.0027
2017-11-22 | 3:00 | N | 8.62 | 6.87 | 9 | 0.99 | 3:00 | 201 | 205 | 2985 | 1717 | 1732.62 | 1408.35 | 26865 | 1699.83 | 31705.8 | 29645.28 | 1.0695
2017-11-22 | 4:00 | N | 3.5 | 2.61 | 9 | 1 | 4:00 | 185 | 205 | 2985 | 1717 | 647.5 | 535.05 | 26865 | 1717 | 29764.55 | 29255.09 | 1.0174
2017-11-22 | 5:00 | N | 6.99 | 8 | 9 | 0.99 | 5:00 | 207 | 283 | 2985 | 1717 | 1446.93 | 2264 | 26865 | 1699.83 | 32275.76 | 29334.98 | 1.1002
2017-11-22 | 6:00 | N | 12.14 | 18.98 | 10 | 1.24 | 6:00 | 327 | 438 | 2985 | 1717 | 3969.78 | 8313.24 | 29850 | 2129.08 | 44262.1 | 30189.1 | 1.4662
2017-11-22 | 7:00 | N | 3.11 | 12.4 | 10.67 | 3.1 | 7:00 | 249 | 556 | 2872 | 2219 | 774.39 | 6894.4 | 30644.24 | 6878.9 | 45191.93 | 32122.41 | 1.4069
2017-11-22 | 8:00 | N | 3.5 | 4.7 | 10 | 3.1 | 8:00 | 256 | 306 | 2872 | 2219 | 896 | 1438.2 | 28720 | 6878.9 | 37933.1 | 34876.26 | 1.0876
2017-11-22 | 9:00 | N | 1 | 5.61 | 10.25 | 4.01 | 9:00 | 156 | 343 | 2872 | 2219 | 156 | 1924.23 | 29438 | 8898.19 | 40416.42 | 36463.66 | 1.1084
2017-11-22 | 10:00 | N | 2 | 5.39 | 10 | 3.79 | 10:00 | 196 | 315 | 2872 | 2219 | 392 | 1697.85 | 28720 | 8410.01 | 39219.86 | 37524.92 | 1.0452
2017-11-22 | 11:00 | N | 2.44 | 4 | 9.3 | 1 | 11:00 | 226 | 326 | 2842 | 1635 | 551.44 | 1304 | 26430.6 | 1635 | 29921.04 | 38023.48 | 0.78691
2017-11-22 | 12:00 | N | 3.25 | 4 | 7.94 | 1.19 | 12:00 | 222 | 319 | 2842 | 1635 | 721.5 | 1276 | 22565.48 | 1945.65 | 26508.63 | 38131.56 | 0.69519
2017-11-22 | 13:00 | N | 3.11 | 4 | 7.6 | 1.18 | 13:00 | 195 | 299 | 2842 | 1635 | 606.45 | 1196 | 21599.2 | 1929.3 | 25330.95 | 37733.48 | 0.67131
2017-11-22 | 14:00 | N | 2.11 | 4 | 7.04 | 1.42 | 14:00 | 205 | 237 | 2842 | 1635 | 432.55 | 948 | 20007.68 | 2321.7 | 23709.93 | 37109.74 | 0.63891
2017-11-22 | 15:00 | N | 2.61 | 3.74 | 7.17 | 1 | 15:00 | 212 | 213 | 2842 | 1380 | 553.32 | 796.62 | 20377.14 | 1380 | 23107.08 | 36771.88 | 0.62839
2017-11-22 | 16:00 | N | 2.79 | 4.31 | 7.01 | 1 | 16:00 | 191 | 237 | 2842 | 1380 | 532.89 | 1021.47 | 19922.42 | 1380 | 22856.78 | 36467.03 | 0.62678
2017-11-22 | 17:00 | N | 1 | 4.18 | 4.42 | 1 | 17:00 | 218 | 258 | 2842 | 1380 | 218 | 1078.44 | 12561.64 | 1380 | 15238.08 | 36079.24 | 0.42235
2017-11-22 | 18:00 | N | 2 | 18.34 | 18.54 | 1.18 | 18:00 | 240 | 365 | 2842 | 1380 | 480 | 6694.1 | 52690.68 | 1628.4 | 61493.18 | 35941.66 | 1.7109
2017-11-22 | 19:00 | N | 3.11 | 5 | 13.37 | 1.62 | 19:00 | 320 | 214 | 2842 | 1426 | 995.2 | 1070 | 37997.54 | 2310.12 | 42372.86 | 37191.73 | 1.1393
2017-11-22 | 20:00 | N | 2 | 4 | 10.61 | 1.39 | 20:00 | 322 | 178 | 2842 | 1426 | 644 | 712 | 30153.62 | 1982.14 | 33491.76 | 38400.83 | 0.87216
2017-11-22 | 21:00 | N | 3.5 | 3.79 | 8.42 | 1.18 | 21:00 | 337 | 173 | 2842 | 1426 | 1179.5 | 655.67 | 23929.64 | 1682.68 | 27447.49 | 38070.96 | 0.72096
2017-11-22 | 22:00 | N | 5 | 3.67 | 6.28 | 1.16 | 22:00 | 394 | 194 | 2842 | 1426 | 1970 | 711.98 | 17847.76 | 1654.16 | 22183.9 | 37781.47 | 0.58716
2017-11-22 | 23:00 | N | 5 | 6.84 | 7.04 | 0.97 | 23:00 | 389 | 265 | 2985 | 1111 | 1945 | 1812.6 | 21014.4 | 1077.67 | 25849.67 | 37131.9 | 0.69616
2017-11-22 | 24:00 | N | 6 | 7.05 | 9.13 | 0.97 | 24:00 | 362 | 243 | 2985 | 1111 | 2172 | 1713.15 | 27253.05 | 1077.67 | 32215.87 | 35842.03 | 0.89883
2017-11-23 | 1:00 | N | 7.16 | 8 | 8 | 0.71 | 1:00 | 294 | 212 | 2985 | 1111 | 2105.04 | 1696 | 23880 | 788.81 | 28469.85 | 34316.28 | 0.82963
2017-11-23 | 2:00 | N | 4.01 | 5.66 | 6.01 | 0.61 | 2:00 | 236 | 179 | 2985 | 1111 | 946.36 | 1013.14 | 17939.85 | 677.71 | 20577.06 | 33009.73 | 0.62336
2017-11-23 | 3:00 | N | 5.43 | 5.81 | 6.01 | 0.99 | 3:00 | 201 | 205 | 2985 | 1717 | 1091.43 | 1191.05 | 17939.85 | 1699.83 | 21922.16 | 32277.5 | 0.67918
2017-11-23 | 4:00 | N | 3.5 | 4.51 | 5.21 | 0.99 | 4:00 | 185 | 205 | 2985 | 1717 | 647.5 | 924.55 | 15551.85 | 1699.83 | 18823.73 | 31961.22 | 0.58896
2017-11-23 | 5:00 | N | 6.49 | 7.69 | 7.69 | 0.99 | 5:00 | 207 | 283 | 2985 | 1717 | 1343.43 | 2176.27 | 22954.65 | 1699.83 | 28174.18 | 32000.22 | 0.88044
2017-11-23 | 6:00 | N | 12 | 17.4 | 8 | 0.99 | 6:00 | 327 | 438 | 2985 | 1717 | 3924 | 7621.2 | 23880 | 1699.83 | 37125.03 | 32545.63 | 1.1407
2017-11-23 | 7:00 | N | 3.5 | 11.88 | 7.62 | 3.35 | 7:00 | 249 | 556 | 2872 | 2219 | 871.5 | 6605.28 | 21884.64 | 7433.65 | 36795.07 | 33787.21 | 1.089
2017-11-23 | 8:00 | N | 3.11 | 6.72 | 7.82 | 4.72 | 8:00 | 256 | 306 | 2872 | 2219 | 796.16 | 2056.32 | 22459.04 | 10473.68 | 35785.2 | 35389.76 | 1.0112
2017-11-23 | 9:00 | N | 0.27 | 5.1 | 11.94 | 3.1 | 9:00 | 156 | 343 | 2872 | 2219 | 42.12 | 1749.3 | 34291.68 | 6878.9 | 42962 | 36668.79 | 1.1716
2017-11-23 | 10:00 | N | 1.9 | 5.94 | 14.44 | 3.94 | 10:00 | 196 | 315 | 2872 | 2219 | 372.4 | 1871.1 | 41471.68 | 8742.86 | 52458.04 | 37470.18 | 1.4
2017-11-23 | 11:00 | N | 1.9 | 4.47 | 14.44 | 1.18 | 11:00 | 226 | 326 | 2842 | 1635 | 429.4 | 1457.22 | 41038.48 | 1929.3 | 44854.4 | 37430.5 | 1.1983
2017-11-23 | 12:00 | N | 1.9 | 4.42 | 12.86 | 2.42 | 12:00 | 222 | 319 | 2842 | 1635 | 421.8 | 1409.98 | 36548.12 | 3956.7 | 42336.6 | 36990.18 | 1.1445
2017-11-23 | 13:00 | N | 2.69 | 4.42 | 13.23 | 2.42 | 13:00 | 195 | 299 | 2842 | 1635 | 524.55 | 1321.58 | 37599.66 | 3956.7 | 43402.49 | 36118.11 | 1.2017
2017-11-23 | 14:00 | N | 3.11 | 4.32 | 10.5 | 2.32 | 14:00 | 205 | 237 | 2842 | 1635 | 637.55 | 1023.84 | 29841 | 3793.2 | 35295.59 | 34775.92 | 1.0149
2017-11-23 | 15:00 | N | 3.39 | 3.83 | 7.61 | 0.99 | 15:00 | 212 | 213 | 2842 | 1380 | 718.68 | 815.79 | 21627.62 | 1366.2 | 24528.29 | 33469.88 | 0.73285
2017-11-23 | 16:00 | N | 1.96 | 4 | 7.16 | 0.99 | 16:00 | 191 | 237 | 2842 | 1380 | 374.36 | 948 | 20348.72 | 1366.2 | 23037.28 | 32536.39 | 0.70805
2017-11-23 | 17:00 | N | 2.11 | 4.59 | 7.11 | 0.99 | 17:00 | 218 | 258 | 2842 | 1380 | 459.98 | 1184.22 | 20206.62 | 1366.2 | 23217.02 | 31953.96 | 0.72658
2017-11-23 | 18:00 | N | 2.73 | 15.81 | 16.01 | 1.18 | 18:00 | 240 | 365 | 2842 | 1380 | 655.2 | 5770.65 | 45500.42 | 1628.4 | 53554.67 | 31413.96 | 1.7048
2017-11-23 | 19:00 | N | 3.11 | 4 | 13.84 | 1.58 | 19:00 | 320 | 214 | 2842 | 1426 | 995.2 | 856 | 39333.28 | 2253.08 | 43437.56 | 31724.18 | 1.3692
2017-11-23 | 20:00 | N | 3.11 | 4 | 11 | 1.19 | 20:00 | 322 | 178 | 2842 | 1426 | 1001.42 | 712 | 31262 | 1696.94 | 34672.36 | 32445.3 | 1.0686
2017-11-23 | 21:00 | N | 4.01 | 4 | 4.79 | 1.14 | 21:00 | 337 | 173 | 2842 | 1426 | 1351.37 | 692 | 13613.18 | 1625.64 | 17282.19 | 32190.27 | 0.53688
2017-11-23 | 22:00 | N | 6 | 4.01 | 5.26 | 1.09 | 22:00 | 394 | 194 | 2842 | 1426 | 2364 | 777.94 | 14948.92 | 1554.34 | 19645.2 | 32041.54 | 0.61312
2017-11-23 | 23:00 | N | 6 | 5.97 | 6.29 | 0.61 | 23:00 | 389 | 265 | 2985 | 1111 | 2334 | 1582.05 | 18775.65 | 677.71 | 23369.41 | 31752.91 | 0.73598
2017-11-23 | 24:00 | N | 7.44 | 6.25 | 8 | 0.61 | 24:00 | 362 | 243 | 2985 | 1111 | 2693.28 | 1518.75 | 23880 | 677.71 | 28769.74 | 31174.55 | 0.92286
2017-11-24 | 1:00 | N | 7.05 | 8 | 7.11 | 0.61 | 1:00 | 294 | 212 | 2985 | 1111 | 2072.7 | 1696 | 21223.35 | 677.71 | 25669.76 | 30359.81 | 0.84552
2017-11-24 | 2:00 | N | 3.44 | 4.63 | 5.51 | 0.61 | 2:00 | 236 | 179 | 2985 | 1111 | 811.84 | 828.77 | 16447.35 | 677.71 | 18765.67 | 29704.31 | 0.63175
2017-11-24 | 3:00 | N | 3.5 | 3.11 | 5.51 | 0.99 | 3:00 | 201 | 205 | 2985 | 1717 | 703.5 | 637.55 | 16447.35 | 1699.83 | 19488.23 | 29296.69 | 0.6652
2017-11-24 | 4:00 | N | 2.61 | 2.61 | 5.51 | 0.99 | 4:00 | 185 | 205 | 2985 | 1717 | 482.85 | 535.05 | 16447.35 | 1699.83 | 19165.08 | 29157.29 | 0.6573
2017-11-24 | 5:00 | N | 3.44 | 6.23 | 5.58 | 0.99 | 5:00 | 207 | 283 | 2985 | 1717 | 712.08 | 1763.09 | 16656.3 | 1699.83 | 20831.3 | 29345.64 | 0.70986
2017-11-24 | 6:00 | N | 8 | 17 | 7.67 | 1.3 | 6:00 | 327 | 438 | 2985 | 1717 | 2616 | 7446 | 22894.95 | 2232.1 | 35189.05 | 30059.08 | 1.1707
2017-11-24 | 7:00 | N | 3.52 | 17.3 | 8.48 | 3.1 | 7:00 | 249 | 556 | 2872 | 2219 | 876.48 | 9618.8 | 24354.56 | 6878.9 | 41728.74 | 31376.67 | 1.3299
2017-11-24 | 8:00 | N | 3.79 | 3.21 | 4.1 | 2.1 | 8:00 | 256 | 306 | 2872 | 2219 | 970.24 | 982.26 | 11775.2 | 4659.9 | 18387.6 | 33012.56 | 0.55699
2017-11-24 | 9:00 | N | 0.97 | 4.76 | 5.58 | 2.95 | 9:00 | 156 | 343 | 2872 | 2219 | 151.32 | 1632.68 | 16025.76 | 6546.05 | 24355.81 | 33957.48 | 0.71724
2017-11-24 | 10:00 | N | 2.11 | 4.74 | 5.74 | 3.1 | 10:00 | 196 | 315 | 2872 | 2219 | 413.56 | 1493.1 | 16485.28 | 6878.9 | 25270.84 | 34455.5 | 0.73343
2017-11-24 | 11:00 | N | 3.01 | 4 | 10.61 | 1 | 11:00 | 226 | 326 | 2842 | 1635 | 680.26 | 1304 | 30153.62 | 1635 | 33772.88 | 34328.63 | 0.98381
2017-11-24 | 12:00 | N | 3.01 | 4 | 10.69 | 1.87 | 12:00 | 222 | 319 | 2842 | 1635 | 668.22 | 1276 | 30380.98 | 3057.45 | 35382.65 | 33875.85 | 1.0445
2017-11-24 | 13:00 | N | 3.01 | 4 | 9.54 | 1 | 13:00 | 195 | 299 | 2842 | 1635 | 586.95 | 1196 | 27112.68 | 1635 | 30530.63 | 33504.47 | 0.91124
2017-11-24 | 14:00 | N | 2.61 | 3.66 | 8.66 | 1.58 | 14:00 | 205 | 237 | 2842 | 1635 | 535.05 | 867.42 | 24611.72 | 2583.3 | 28597.49 | 33194.81 | 0.8615
2017-11-24 | 15:00 | N | 3.31 | 3.1 | 7.93 | 0.99 | 15:00 | 212 | 213 | 2842 | 1380 | 701.72 | 660.3 | 22537.06 | 1366.2 | 25265.28 | 33183.41 | 0.76138
2017-11-24 | 16:00 | N | 3 | 3.35 | 7.55 | 0.99 | 16:00 | 191 | 237 | 2842 | 1380 | 573 | 793.95 | 21457.1 | 1366.2 | 24190.25 | 33209.91 | 0.7284
2017-11-24 | 17:00 | N | 2.27 | 4 | 5.79 | 0.99 | 17:00 | 218 | 258 | 2842 | 1380 | 494.86 | 1032 | 16455.18 | 1366.2 | 19348.24 | 33274.83 | 0.58147
2017-11-24 | 18:00 | N | 2.11 | 15.67 | 16.64 | 1 | 18:00 | 240 | 365 | 2842 | 1380 | 506.4 | 5719.55 | 47290.88 | 1380 | 54896.83 | 33281.77 | 1.6495
2017-11-24 | 19:00 | N | 3.5 | 3.78 | 8.78 | 1.13 | 19:00 | 320 | 214 | 2842 | 1426 | 1120 | 808.92 | 24952.76 | 1611.38 | 28493.06 | 33984.86 | 0.8384
2017-11-24 | 20:00 | N | 3.5 | 4 | 9.22 | 1 | 20:00 | 322 | 178 | 2842 | 1426 | 1127 | 712 | 26203.24 | 1426 | 29468.24 | 34936.05 | 0.84349
2017-11-24 | 21:00 | N | 5.51 | 4 | 13.21 | 1 | 21:00 | 337 | 173 | 2842 | 1426 | 1856.87 | 692 | 37542.82 | 1426 | 41517.69 | 34253.97 | 1.2121
2017-11-24 | 22:00 | N | 8.61 | 6.79 | 12.02 | 1 | 22:00 | 394 | 194 | 2842 | 1426 | 3392.34 | 1317.26 | 34160.84 | 1426 | 40296.44 | 33647.81 | 1.1976
2017-11-24 | 23:00 | N | 8.11 | 4.94 | 9 | 0.5 | 23:00 | 389 | 265 | 2985 | 1111 | 3154.79 | 1309.1 | 26865 | 555.5 | 31884.39 | 32859.06 | 0.97034
2017-11-24 | 24:00 | N | 6 | 4 | 9 | 0.5 | 24:00 | 362 | 243 | 2985 | 1111 | 2172 | 972 | 26865 | 555.5 | 30564.5 | 31686.82 | 0.96458
2017-11-25 | 1:00 | N | 8 | 6.39 | 8.25 | 0.61 | 1:00 | 294 | 212 | 2985 | 1111 | 2352 | 1354.68 | 24626.25 | 677.71 | 29010.64 | 30341.82 | 0.95613
2017-11-25 | 2:00 | N | 7.61 | 3 | 8.25 | 0.5 | 2:00 | 236 | 179 | 2985 | 1111 | 1795.96 | 537 | 24626.25 | 555.5 | 27514.71 | 29066.94 | 0.9466
2017-11-25 | 3:00 | N | 7.29 | 2.65 | 8.25 | 0.99 | 3:00 | 201 | 205 | 2985 | 1717 | 1465.29 | 543.25 | 24626.25 | 1699.83 | 28334.62 | 28168.23 | 1.0059
2017-11-25 | 4:00 | N | 3.65 | 2.61 | 8.25 | 0.99 | 4:00 | 185 | 205 | 2985 | 1717 | 675.25 | 535.05 | 24626.25 | 1699.83 | 27536.38 | 27676.27 | 0.99495
2017-11-25 | 5:00 | N | 3.5 | 7.73 | 8.25 | 0.99 | 5:00 | 207 | 283 | 2985 | 1717 | 724.5 | 2187.59 | 24626.25 | 1699.83 | 29238.17 | 27588.96 | 1.0598
2017-11-25 | 6:00 | N | 8.11 | 15.48 | 9 | 1 | 6:00 | 327 | 438 | 2985 | 1717 | 2651.97 | 6780.24 | 26865 | 1717 | 38014.21 | 27946.01 | 1.3603
2017-11-25 | 7:00 | N | 4.06 | 16.1 | 10.41 | 3.1 | 7:00 | 249 | 556 | 2872 | 2219 | 1010.94 | 8951.6 | 29897.52 | 6878.9 | 46738.96 | 28663.97 | 1.6306
2017-11-25 | 8:00 | N | 5.51 | 4.99 | 10.25 | 2.99 | 8:00 | 256 | 306 | 2872 | 2219 | 1410.56 | 1526.94 | 29438 | 6634.81 | 39010.31 | 29919.94 | 1.3038
2017-11-25 | 9:00 | N | 3.01 | 5.05 | 8.36 | 3.05 | 9:00 | 156 | 343 | 2872 | 2219 | 469.56 | 1732.15 | 24009.92 | 6767.95 | 32979.58 | 30924.93 | 1.0664
2017-11-25 | 10:00 | N | 3.5 | 4.99 | 9 | 2.99 | 10:00 | 196 | 315 | 2872 | 2219 | 686 | 1571.85 | 25848 | 6634.81 | 34740.66 | 32076.74 | 1.083
2017-11-25 | 11:00 | N | 3.5 | 4 | 9 | 1.39 | 11:00 | 226 | 326 | 2842 | 1635 | 791 | 1304 | 25578 | 2272.65 | 29945.65 | 32928.55 | 0.90941
2017-11-25 | 12:00 | N | 3.5 | 4 | 9.03 | 1.16 | 12:00 | 222 | 319 | 2842 | 1635 | 777 | 1276 | 25663.26 | 1896.6 | 29612.86 | 33560.32 | 0.88238
2017-11-25 | 13:00 | N | 3.5 | 3.96 | 9.61 | 1.44 | 13:00 | 195 | 299 | 2842 | 1635 | 682.5 | 1184.04 | 27311.62 | 2354.4 | 31532.56 | 34053.05 | 0.92598
2017-11-25 | 14:00 | N | 2.99 | 4 | 9 | 1.4 | 14:00 | 205 | 237 | 2842 | 1635 | 612.95 | 948 | 25578 | 2289 | 29427.95 | 34375.31 | 0.85608
2017-11-25 | 15:00 | N | 3.44 | 4 | 11.22 | 0.99 | 15:00 | 212 | 213 | 2842 | 1380 | 729.28 | 852 | 31887.24 | 1366.2 | 34834.72 | 34761.13 | 1.0021
2017-11-25 | 16:00 | N | 3.01 | 4 | 11 | 0.99 | 16:00 | 191 | 237 | 2842 | 1380 | 574.91 | 948 | 31262 | 1366.2 | 34151.11 | 35025.73 | 0.97503
2017-11-25 | 17:00 | N | 2.11 | 6.04 | 8.59 | 0.99 | 17:00 | 218 | 258 | 2842 | 1380 | 459.98 | 1558.32 | 24412.78 | 1366.2 | 27797.28 | 35198.63 | 0.78973
2017-11-25 | 18:00 | N | 2.11 | 16.8 | 17.93 | 0.99 | 18:00 | 240 | 365 | 2842 | 1380 | 506.4 | 6132 | 50957.06 | 1366.2 | 58961.66 | 35132.24 | 1.6783
2017-11-25 | 19:00 | N | 3.11 | 4.1 | 13.83 | 2.1 | 19:00 | 320 | 214 | 2842 | 1426 | 995.2 | 877.4 | 39304.86 | 2994.6 | 44172.06 | 35675.35 | 1.2382
2017-11-25 | 20:00 | N | 3.4 | 3.9 | 8.57 | 1.4 | 20:00 | 322 | 178 | 2842 | 1426 | 1094.8 | 694.2 | 24355.94 | 1996.4 | 28141.34 | 36485.75 | 0.7713
2017-11-25 | 21:00 | N | 3.5 | 4 | 4.97 | 1.22 | 21:00 | 337 | 173 | 2842 | 1426 | 1179.5 | 692 | 14124.74 | 1739.72 | 17735.96 | 35725.04 | 0.49646
2017-11-25 | 22:00 | N | 6 | 4 | 6.9 | 1.2 | 22:00 | 394 | 194 | 2842 | 1426 | 2364 | 776 | 19609.8 | 1711.2 | 24461 | 34914.37 | 0.7006
2017-11-25 | 23:00 | N | 6 | 8 | 9 | 0.71 | 23:00 | 389 | 265 | 2985 | 1111 | 2334 | 2120 | 26865 | 788.81 | 32107.81 | 33892.98 | 0.94733
2017-11-25 | 24:00 | N | 6 | 5.59 | 7.02 | 0.61 | 24:00 | 362 | 243 | 2985 | 1111 | 2172 | 1358.37 | 20954.7 | 677.71 | 25162.78 | 32400.42 | 0.77662
2017-11-26 | 1:00 | N | 6.42 | 7.11 | 7.11 | 0.61 | 1:00 | 294 | 212 | 2985 | 1111 | 1887.48 | 1507.32 | 21223.35 | 677.71 | 25295.86 | 30700.44 | 0.82396
2017-11-26 | 2:00 | N | 3.38 | 3.71 | 5.51 | 0.61 | 2:00 | 236 | 179 | 2985 | 1111 | 797.68 | 664.09 | 16447.35 | 677.71 | 18586.83 | 29119.73 | 0.63829
2017-11-26 | 3:00 | N | 3.5 | 3.1 | 5.51 | 0.99 | 3:00 | 201 | 205 | 2985 | 1717 | 703.5 | 635.5 | 16447.35 | 1699.83 | 19486.18 | 28054.44 | 0.69458
2017-11-26 | 4:00 | N | 2.11 | 2.61 | 5.51 | 1 | 4:00 | 185 | 205 | 2985 | 1717 | 390.35 | 535.05 | 16447.35 | 1717 | 19089.75 | 27466.18 | 0.69503
2017-11-26 | 5:00 | N | 3.5 | 5.8 | 5.51 | 0.99 | 5:00 | 207 | 283 | 2985 | 1717 | 724.5 | 1641.4 | 16447.35 | 1699.83 | 20513.08 | 27223.04 | 0.75352
2017-11-26 | 6:00 | N | 8 | 16.68 | 7.9 | 0.99 | 6:00 | 327 | 438 | 2985 | 1717 | 2616 | 7305.84 | 23581.5 | 1699.83 | 35203.17 | 27416.86 | 1.284
2017-11-26 | 7:00 | N | 3.11 | 12.11 | 5.51 | 3.1 | 7:00 | 249 | 556 | 2872 | 2219 | 774.39 | 6733.16 | 15824.72 | 6878.9 | 30211.17 | 27983.21 | 1.0796
2017-11-26 | 8:00 | N | 3.46 | 3.63 | 4.01 | 2.56 | 8:00 | 256 | 306 | 2872 | 2219 | 885.76 | 1110.78 | 11516.72 | 5680.64 | 19193.9 | 29027.75 | 0.66123
2017-11-26 | 9:00 | N | 1.29 | 5.17 | 6.32 | 3.1 | 9:00 | 156 | 343 | 2872 | 2219 | 201.24 | 1773.31 | 18151.04 | 6878.9 | 27004.49 | 29950.99 | 0.90162
2017-11-26 | 10:00 | N | 2 | 5.17 | 9.31 | 3.1 | 10:00 | 196 | 315 | 2872 | 2219 | 392 | 1628.55 | 26738.32 | 6878.9 | 35637.77 | 31306.63 | 1.1383
2017-11-26 | 11:00 | N | 3.01 | 4.35 | 9.37 | 1 | 11:00 | 226 | 326 | 2842 | 1635 | 680.26 | 1418.1 | 26629.54 | 1635 | 30362.9 | 32415.6 | 0.93668
2017-11-26 | 12:00 | N | 3.11 | 4 | 9 | 1 | 12:00 | 222 | 319 | 2842 | 1635 | 690.42 | 1276 | 25578 | 1635 | 29179.42 | 33075.6 | 0.8822
2017-11-26 | 13:00 | N | 2.61 | 4 | 9 | 1.27 | 13:00 | 195 | 299 | 2842 | 1635 | 508.95 | 1196 | 25578 | 2076.45 | 29359.4 | 33738.58 | 0.8702
2017-11-26 | 14:00 | N | 2.61 | 3.48 | 8.19 | 1 | 14:00 | 205 | 237 | 2842 | 1635 | 535.05 | 824.76 | 23275.98 | 1635 | 26270.79 | 34377.71 | 0.76418
2017-11-26 | 15:00 | N | 3.44 | 4 | 9.41 | 1 | 15:00 | 212 | 213 | 2842 | 1380 | 729.28 | 852 | 26743.22 | 1380 | 29704.5 | 34969.09 | 0.84945
2017-11-26 | 16:00 | N | 3.01 | 4.16 | 9.34 | 1.21 | 16:00 | 191 | 237 | 2842 | 1380 | 574.91 | 985.92 | 26544.28 | 1669.8 | 29774.91 | 35359.81 | 0.84206
2017-11-26 | 17:00 | N | 2.11 | 6.7 | 10.15 | 1.1 | 17:00 | 218 | 258 | 2842 | 1380 | 459.98 | 1728.6 | 28846.3 | 1518 | 32552.88 | 35488.22 | 0.91729
2017-11-26 | 18:00 | N | 2.11 | 19.92 | 24.19 | 2.1 | 18:00 | 240 | 365 | 2842 | 1380 | 506.4 | 7270.8 | 68747.98 | 2898 | 79423.18 | 35528.11 | 2.2355
2017-11-26 | 19:00 | N | 3.5 | 5.08 | 14.85 | 2.99 | 19:00 | 320 | 214 | 2842 | 1426 | 1120 | 1087.12 | 42203.7 | 4263.74 | 48674.56 | 36515.73 | 1.333
2017-11-26 | 20:00 | N | 3.5 | 4 | 9.01 | 1.3 | 20:00 | 322 | 178 | 2842 | 1426 | 1127 | 712 | 25606.42 | 1853.8 | 29299.22 | 37927.49 | 0.77251
2017-11-26 | 21:00 | N | 7.31 | 4 | 14 | 1.39 | 21:00 | 337 | 173 | 2842 | 1426 | 2463.47 | 692 | 39788 | 1982.14 | 44925.61 | 37511.06 | 1.1977
2017-11-26 | 22:00 | N | 9.26 | 8.61 | 13.13 | 1.18 | 22:00 | 394 | 194 | 2842 | 1426 | 3648.44 | 1670.34 | 37315.46 | 1682.68 | 44316.92 | 36557.86 | 1.2122
2017-11-26 | 23:00 | N | 9.11 | 6.96 | 8 | 0.5 | 23:00 | 389 | 265 | 2985 | 1111 | 3543.79 | 1844.4 | 23880 | 555.5 | 29823.69 | 35060.09 | 0.85064
2017-11-26 | 24:00 | N | 6.76 | 4 | 9 | 0.5 | 24:00 | 362 | 243 | 2985 | 1111 | 2447.12 | 972 | 26865 | 555.5 | 30839.62 | 32916.33 | 0.93691
2017-11-27 | 1:00 | N | 9.11 | 8 | 14.25 | 0.97 | 1:00 | 294 | 212 | 2985 | 1111 | 2678.34 | 1696 | 42536.25 | 1077.67 | 47988.26 | 30607.21 | 1.5679
2017-11-27 | 2:00 | N | 8 | 3.11 | 14.25 | 0.97 | 2:00 | 236 | 179 | 2985 | 1111 | 1888 | 556.69 | 42536.25 | 1077.67 | 46058.61 | 29022.6 | 1.587
2017-11-27 | 3:00 | N | 6.66 | 3 | 14.25 | 1.22 | 3:00 | 201 | 205 | 2985 | 1717 | 1338.66 | 615 | 42536.25 | 2094.74 | 46584.65 | 28192.21 | 1.6524
2017-11-27 | 4:00 | N | 4.42 | 2.65 | 14.25 | 1.39 | 4:00 | 185 | 205 | 2985 | 1717 | 817.7 | 543.25 | 42536.25 | 2386.63 | 46283.83 | 27855.48 | 1.6616
2017-11-27 | 5:00 | N | 3.64 | 8 | 14.17 | 1.22 | 5:00 | 207 | 283 | 2985 | 1717 | 753.48 | 2264 | 42297.45 | 2094.74 | 47409.67 | 27932.22 | 1.6973
2017-11-27 | 6:00 | N | 9.06 | 15.96 | 8.25 | 1.22 | 6:00 | 327 | 438 | 2985 | 1717 | 2962.62 | 6990.48 | 24626.25 | 2094.74 | 36674.09 | 28818.52 | 1.2726
2017-11-27 | 7:00 | N | 3.5 | 10.83 | 10.28 | 6 | 7:00 | 249 | 556 | 2872 | 2219 | 871.5 | 6021.48 | 29524.16 | 13314 | 49731.14 | 31181.71 | 1.5949
2017-11-27 | 8:00 | N | 3.98 | 3.72 | 8.55 | 3.1 | 8:00 | 256 | 306 | 2872 | 2219 | 1018.88 | 1138.32 | 24555.6 | 6878.9 | 33591.7 | 34951.97 | 0.96108
2017-11-27 | 9:00 | N | 2.11 | 7 | 10.25 | 5 | 9:00 | 156 | 343 | 2872 | 2219 | 329.16 | 2401 | 29438 | 11095 | 43263.16 | 36154.29 | 1.1966
2017-11-27 | 10:00 | N | 3.11 | 5.62 | 10.11 | 5 | 10:00 | 196 | 315 | 2872 | 2219 | 609.56 | 1770.3 | 29035.92 | 11095 | 42510.78 | 36175.23 | 1.1751
2017-11-27 | 11:00 | N | 3.5 | 4.99 | 10.11 | 2.99 | 11:00 | 226 | 326 | 2842 | 1635 | 791 | 1626.74 | 28732.62 | 4888.65 | 36039.01 | 36398.37 | 0.99013
2017-11-27 | 12:00 | N | 3.5 | 3.61 | 10.39 | 2.99 | 12:00 | 222 | 319 | 2842 | 1635 | 777 | 1151.59 | 29528.38 | 4888.65 | 36345.62 | 36756.47 | 0.98882
2017-11-27 | 13:00 | N | 2.68 | 4.99 | 10.5 | 2.99 | 13:00 | 195 | 299 | 2842 | 1635 | 522.6 | 1492.01 | 29841 | 4888.65 | 36744.26 | 37066.54 | 0.99131
2017-11-27 | 14:00 | N | 3.11 | 4.32 | 11.32 | 2.99 | 14:00 | 205 | 237 | 2842 | 1635 | 637.55 | 1023.84 | 32171.44 | 4888.65 | 38721.48 | 37445.3 | 1.0341
2017-11-27 | 15:00 | N | 2.99 | 3.21 | 10.85 | 1 | 15:00 | 212 | 213 | 2842 | 1380 | 633.88 | 683.73 | 30835.7 | 1380 | 33533.31 | 38099.57 | 0.88015
2017-11-27 | 16:00 | N | 3.01 | 4 | 11.05 | 1.07 | 16:00 | 191 | 237 | 2842 | 1380 | 574.91 | 948 | 31404.1 | 1476.6 | 34403.61 | 38497.23 | 0.89366
2017-11-27 | 17:00 | N | 2.11 | 8 | 11.12 | 1 | 17:00 | 218 | 258 | 2842 | 1380 | 459.98 | 2064 | 31603.04 | 1380 | 35507.02 | 38596.44 | 0.91996
2017-11-27 | 18:00 | N | 2.64 | 16.17 | 19.65 | 1.29 | 18:00 | 240 | 365 | 2842 | 1380 | 633.6 | 5902.05 | 55845.3 | 1780.2 | 64161.15 | 38499.8 | 1.6665
2017-11-27 | 19:00 | N | 4.01 | 4 | 10.57 | 2 | 19:00 | 320 | 214 | 2842 | 1426 | 1283.2 | 856 | 30039.94 | 2852 | 35031.14 | 39101.64 | 0.8959
2017-11-27 | 20:00 | N | 3.5 | 4 | 14 | 1.42 | 20:00 | 322 | 178 | 2842 | 1426 | 1127 | 712 | 39788 | 2024.92 | 43651.92 | 40218.35 | 1.0854
2017-11-27 | 21:00 | N | 4.01 | 4 | 8.29 | 1.25 | 21:00 | 337 | 173 | 2842 | 1426 | 1351.37 | 692 | 23560.18 | 1782.5 | 27386.05 | 39629.45 | 0.69105
2017-11-27 | 22:00 | N | 6 | 8.11 | 14 | 1.22 | 22:00 | 394 | 194 | 2842 | 1426 | 2364 | 1573.34 | 39788 | 1739.72 | 45465.06 | 38616.52 | 1.1773
2017-11-27 | 23:00 | N | 9.26 | 6.34 | 13 | 0.97 | 23:00 | 389 | 265 | 2985 | 1111 | 3602.14 | 1680.1 | 38805 | 1077.67 | 45164.91 | 36910.49 | 1.2236
2017-11-27 | 24:00 | N | 10.49 | 5.96 | 14.54 | 0.97 | 24:00 | 362 | 243 | 2985 | 1111 | 3797.38 | 1448.28 | 43401.9 | 1077.67 | 49725.23 | 34188.18 | 1.4545
2017-11-28 | 1:00 | N | 12.89 | 7 | 8 | 0.49 | 1:00 | 294 | 212 | 2985 | 1111 | 3789.66 | 1484 | 23880 | 544.39 | 29698.05 | 31592.92 | 0.94002
2017-11-28 | 2:00 | N | 8 | 5 | 8 | 0.49 | 2:00 | 236 | 179 | 2985 | 1111 | 1888 | 895 | 23880 | 544.39 | 27207.39 | 29663.59 | 0.9172
2017-11-28 | 3:00 | N | 8 | 3.9 | 8 | 1 | 3:00 | 201 | 205 | 2985 | 1717 | 1608 | 799.5 | 23880 | 1717 | 28004.5 | 28732.91 | 0.97465
2017-11-28 | 4:00 | N | 8 | 3 | 8 | 1 | 4:00 | 185 | 205 | 2985 | 1717 | 1480 | 615 | 23880 | 1717 | 27692 | 28283.87 | 0.97907
2017-11-28 | 5:00 | N | 8 | 7 | 8 | 1 | 5:00 | 207 | 283 | 2985 | 1717 | 1656 | 1981 | 23880 | 1717 | 29234 | 28280.29 | 1.0337
2017-11-28 | 6:00 | N | 11.04 | 17.12 | 9 | 1 | 6:00 | 327 | 438 | 2985 | 1717 | 3610.08 | 7498.56 | 26865 | 1717 | 39690.64 | 28979.8 | 1.3696
2017-11-28 | 7:00 | N | 3.5 | 9.11 | 7.11 | 2.99 | 7:00 | 249 | 556 | 2872 | 2219 | 871.5 | 5065.16 | 20419.92 | 6634.81 | 32991.39 | 31143.74 | 1.0593
2017-11-28 | 8:00 | N | 4.5 | 7 | 9 | 5 | 8:00 | 256 | 306 | 2872 | 2219 | 1152 | 2142 | 25848 | 11095 | 40237 | 34756.4 | 1.1577
2017-11-28 | 9:00 | N | 3.01 | 7 | 9.37 | 5 | 9:00 | 156 | 343 | 2872 | 2219 | 469.56 | 2401 | 26910.64 | 11095 | 40876.2 | 35846.51 | 1.1403
2017-11-28 | 10:00 | N | 3.5 | 7 | 15 | 5 | 10:00 | 196 | 315 | 2872 | 2219 | 686 | 2205 | 43080 | 11095 | 57066 | 35977.2 | 1.5862
2017-11-28 | 11:00 | N | 3.5 | 4.56 | 13.87 | 2.5 | 11:00 | 226 | 326 | 2842 | 1635 | 791 | 1486.56 | 39418.54 | 4087.5 | 45783.6 | 36408.74 | 1.2575
2017-11-28 | 12:00 | N | 3.46 | 4.5 | 16 | 2.5 | 12:00 | 222 | 319 | 2842 | 1635 | 768.12 | 1435.5 | 45472 | 4087.5 | 51763.12 | 36955.76 | 1.4007
2017-11-28 | 13:00 | N | 2.42 | 4.56 | 8 | 2.5 | 13:00 | 195 | 299 | 2842 | 1635 | 471.9 | 1363.44 | 22736 | 4087.5 | 28658.84 | 37494.02 | 0.76436
2017-11-28 | 14:00 | N | 2.11 | 4.5 | 8.73 | 2.5 | 14:00 | 205 | 237 | 2842 | 1635 | 432.55 | 1066.5 | 24810.66 | 4087.5 | 30397.21 | 38009.54 | 0.79973
2017-11-28 | 15:00 | N | 3.5 | 6.5 | 11.5 | 1 | 15:00 | 212 | 213 | 2842 | 1380 | 742 | 1384.5 | 32683 | 1380 | 36189.5 | 38559.61 | 0.93853
2017-11-28 | 16:00 | N | 1.96 | 5.65 | 8.75 | 0.97 | 16:00 | 191 | 237 | 2842 | 1380 | 374.36 | 1339.05 | 24867.5 | 1338.6 | 27919.51 | 39074.32 | 0.71452
2017-11-28 | 17:00 | N | 2.11 | 8.01 | 9.01 | 0.97 | 17:00 | 218 | 258 | 2842 | 1380 | 459.98 | 2066.58 | 25606.42 | 1338.6 | 29471.58 | 39194.7 | 0.75193
2017-11-28 | 18:00 | N | 2.43 | 20.84 | 21.84 | 0.97 | 18:00 | 240 | 365 | 2842 | 1380 | 583.2 | 7606.6 | 62069.28 | 1338.6 | 71597.68 | 39164.1 | 1.8281
2017-11-28 | 19:00 | N | 3.5 | 4 | 8.33 | 1 | 19:00 | 320 | 214 | 2842 | 1426 | 1120 | 856 | 23673.86 | 1426 | 27075.86 | 39838.59 | 0.67964
2017-11-28 | 20:00 | N | 2 | 4 | 8 | 1.25 | 20:00 | 322 | 178 | 2842 | 1426 | 644 | 712 | 22736 | 1782.5 | 25874.5 | 40981.02 | 0.63138
2017-11-28 | 21:00 | N | 3.5 | 4 | 6.31 | 1 | 21:00 | 337 | 173 | 2842 | 1426 | 1179.5 | 692 | 17933.02 | 1426 | 21230.52 | 40379.8 | 0.52577
2017-11-28 | 22:00 | N | 5.08 | 6.04 | 6.01 | 1 | 22:00 | 394 | 194 | 2842 | 1426 | 2001.52 | 1171.76 | 17080.42 | 1426 | 21679.7 | 39357.36 | 0.55084
2017-11-28 | 23:00 | N | 8.38 | 7.89 | 8 | 0.75 | 23:00 | 389 | 265 | 2985 | 1111 | 3259.82 | 2090.85 | 23880 | 833.25 | 30063.92 | 37541.36 | 0.80082
2017-11-28 | 24:00 | N | 6 | 7 | 8 | 0.75 | 24:00 | 362 | 243 | 2985 | 1111 | 2172 | 1701 | 23880 | 833.25 | 28586.25 | 34834.34 | 0.82063
2017-11-29 | 1:00 | N | 4.6 | 8 | 7.25 | 0.97 | 1:00 | 294 | 212 | 2985 | 1111 | 1352.4 | 1696 | 21641.25 | 1077.67 | 25767.32 | 32124.42 | 0.80211
2017-11-29 | 2:00 | N | 3.98 | 3.11 | 7.25 | 0.97 | 2:00 | 236 | 179 | 2985 | 1111 | 939.28 | 556.69 | 21641.25 | 1077.67 | 24214.89 | 30177.63 | 0.80241
2017-11-29 | 3:00 | N | 4.01 | 3.4 | 7.25 | 1.62 | 3:00 | 201 | 205 | 2985 | 1717 | 806.01 | 697 | 21641.25 | 2781.54 | 25925.8 | 29048.34 | 0.89251
2017-11-29 | 4:00 | N | 3.46 | 3.11 | 6.01 | 1.22 | 4:00 | 185 | 205 | 2985 | 1717 | 640.1 | 637.55 | 17939.85 | 2094.74 | 21312.24 | 28425.87 | 0.74975
2017-11-29 | 5:00 | N | 3.3 | 8 | 7.11 | 1.22 | 5:00 | 207 | 283 | 2985 | 1717 | 683.1 | 2264 | 21223.35 | 2094.74 | 26265.19 | 28284.27 | 0.92861
2017-11-29 | 6:00 | N | 5.8 | 9 | 7 | 1.47 | 6:00 | 327 | 438 | 2985 | 1717 | 1896.6 | 3942 | 20895 | 2523.99 | 29257.59 | 28850.52 | 1.0141
2017-11-29 | 7:00 | N | 1 | 9 | 7.69 | 6 | 7:00 | 249 | 556 | 2872 | 2219 | 249 | 5004 | 22085.68 | 13314 | 40652.68 | 30894.76 | 1.3158
2017-11-29 | 8:00 | N | 2.11 | 4.11 | 5.11 | 3.49 | 8:00 | 256 | 306 | 2872 | 2219 | 540.16 | 1257.66 | 14675.92 | 7744.31 | 24218.05 | 34602.24 | 0.6999
2017-11-29 | 9:00 | N | 0.86 | 5.98 | 6.46 | 5 | 9:00 | 156 | 343 | 2872 | 2219 | 134.16 | 2051.14 | 18553.12 | 11095 | 31833.42 | 35687.17 | 0.89201
2017-11-29 | 10:00 | N | 1.55 | 6.25 | 7.25 | 5.25 | 10:00 | 196 | 315 | 2872 | 2219 | 303.8 | 1968.75 | 20822 | 11649.75 | 34744.3 | 35800.74 | 0.97049
2017-11-29 | 11:00 | N | 1.9 | 4.97 | 8 | 2.1 | 11:00 | 226 | 326 | 2842 | 1635 | 429.4 | 1620.22 | 22736 | 3433.5 | 28219.12 | 36231.69 | 0.77885
2017-11-29 | 12:00 | N | 2 | 4.99 | 6.92 | 2.99 | 12:00 | 222 | 319 | 2842 | 1635 | 444 | 1591.81 | 19666.64 | 4888.65 | 26591.1 | 36650.45 | 0.72553
2017-11-29 | 13:00 | N | 1.9 | 4.55 | 7 | 2.55 | 13:00 | 195 | 299 | 2842 | 1635 | 370.5 | 1360.45 | 19894 | 4169.25 | 25794.2 | 36869.49 | 0.69961
2017-11-29 | 14:00 | N | 1.9 | 4.24 | 6.01 | 2.99 | 14:00 | 205 | 237 | 2842 | 1635 | 389.5 | 1004.88 | 17080.42 | 4888.65 | 23363.45 | 36964.67 | 0.63205
2017-11-29 | 15:00 | N | 1.9 | 3.1 | 4.78 | 2 | 15:00 | 212 | 213 | 2842 | 1380 | 402.8 | 660.3 | 13584.76 | 2760 | 17407.86 | 37325.51 | 0.46638
2017-11-29 | 16:00 | N | 1.43 | 1.57 | 4.7 | 2.12 | 16:00 | 191 | 237 | 2842 | 1380 | 273.13 | 372.09 | 13357.4 | 2925.6 | 16928.22 | 37646.29 | 0.44967
2017-11-29 | 17:00 | N | 1.59 | 4 | 5 | 2 | 17:00 | 218 | 258 | 2842 | 1380 | 346.62 | 1032 | 14210 | 2760 | 18348.62 | 37758.37 | 0.48595
2017-11-29 | 18:00 | N | 2 | 22.3 | 24.95 | 2.99 | 18:00 | 240 | 365 | 2842 | 1380 | 480 | 8139.5 | 70907.9 | 4126.2 | 83653.6 | 37592.18 | 2.2253
2017-11-29 | 19:00 | N | 2 | 3.58 | 7.74 | 2.27 | 19:00 | 320 | 214 | 2842 | 1426 | 640 | 766.12 | 21997.08 | 3237.02 | 26640.22 | 38555.73 | 0.69095
2017-11-29 | 20:00 | N | 1 | 1.57 | 6.01 | 1 | 20:00 | 322 | 178 | 2842 | 1426 | 322 | 279.46 | 17080.42 | 1426 | 19107.88 | 39871.25 | 0.47924
2017-11-29 | 21:00 | N | 1.9 | 4 | 6.01 | 1.51 | 21:00 | 337 | 173 | 2842 | 1426 | 640.3 | 692 | 17080.42 | 2153.26 | 20565.98 | 39434.3 | 0.52153
2017-11-29 | 22:00 | N | 3.5 | 3.98 | 4.93 | 1.34 | 22:00 | 394 | 194 | 2842 | 1426 | 1379 | 772.12 | 14011.06 | 1910.84 | 18073.02 | 38716.26 | 0.46681
2017-11-29 | 23:00 | N | 6 | 5.26 | 6.01 | 0.97 | 23:00 | 389 | 265 | 2985 | 1111 | 2334 | 1393.9 | 17939.85 | 1077.67 | 22745.42 | 37244.63 | 0.6107
2017-11-29 | 24:00 | N | 6 | 5.82 | 6.82 | 0.97 | 24:00 | 362 | 243 | 2985 | 1111 | 2172 | 1414.26 | 20357.7 | 1077.67 | 25021.63 | 34735.84 | 0.72034
2017-11-30 | 1:00 | N | 3.98 | 3.11 | 4.25 | 0.97 | 1:00 | 294 | 212 | 2985 | 1111 | 1170.12 | 659.32 | 12686.25 | 1077.67 | 15593.36 | 32200.56 | 0.48426
2017-11-30 | 2:00 | N | 3.01 | 1 | 4.25 | 0.97 | 2:00 | 236 | 179 | 2985 | 1111 | 710.36 | 179 | 12686.25 | 1077.67 | 14653.28 | 30499.07 | 0.48045
2017-11-30 | 3:00 | N | 3.19 | 1 | 4 | 1.42 | 3:00 | 201 | 205 | 2985 | 1717 | 641.19 | 205 | 11940 | 2438.14 | 15224.33 | 29709.54 | 0.51244
2017-11-30 | 4:00 | N | 2.22 | 1 | 4 | 1.42 | 4:00 | 185 | 205 | 2985 | 1717 | 410.7 | 205 | 11940 | 2438.14 | 14993.84 | 29394.01 | 0.5101
2017-11-30 | 5:00 | N | 3.27 | 3.01 | 3.21 | 1.42 | 5:00 | 207 | 283 | 2985 | 1717 | 676.89 | 851.83 | 9581.85 | 2438.14 | 13548.71 | 29466.93 | 0.45979
2017-11-30 | 6:00 | N | 8 | 8.81 | 6.21 | 1.42 | 6:00 | 327 | 438 | 2985 | 1717 | 2616 | 3858.78 | 18536.85 | 2438.14 | 27449.77 | 30440.66 | 0.90175
2017-11-30 | 7:00 | N | 2.11 | 9 | 9 | 7.55 | 7:00 | 249 | 556 | 2872 | 2219 | 525.39 | 5004 | 25848 | 16753.45 | 48130.84 | 32883.02 | 1.4637
2017-11-30 | 8:00 | N | 4.01 | 3.17 | 5.56 | 3.17 | 8:00 | 256 | 306 | 2872 | 2219 | 1026.56 | 970.02 | 15968.32 | 7034.23 | 24999.13 | 36852.37 | 0.67836
2017-11-30 | 9:00 | N | 1 | 2.99 | 4.99 | 2.99 | 9:00 | 156 | 343 | 2872 | 2219 | 156 | 1025.57 | 14331.28 | 6634.81 | 22147.66 | 37990.04 | 0.58299
2017-11-30 | 10:00 | N | 2.11 | 3.3 | 5.35 | 3.3 | 10:00 | 196 | 315 | 2872 | 2219 | 413.56 | 1039.5 | 15365.2 | 7322.7 | 24140.96 | 37544.19 | 0.643
2017-11-30 | 11:00 | N | 3.01 | 2 | 4.45 | 2 | 11:00 | 226 | 326 | 2842 | 1635 | 680.26 | 652 | 12646.9 | 3270 | 17249.16 | 37148.15 | 0.46433
2017-11-30 | 12:00 | N | 2.98 | 1.89 | 4.62 | 2.1 | 12:00 | 222 | 319 | 2842 | 1635 | 661.56 | 602.91 | 13130.04 | 3433.5 | 17828.01 | 36928.95 | 0.48277
2017-11-30 | 13:00 | N | 2 | 1.54 | 4.42 | 2.48 | 13:00 | 195 | 299 | 2842 | 1635 | 390 | 460.46 | 12561.64 | 4054.8 | 17466.9 | 36835.58 | 0.47419
2017-11-30 | 14:00 | N | 2 | 2.19 | 4.8 | 2.99 | 14:00 | 205 | 237 | 2842 | 1635 | 410 | 519.03 | 13641.6 | 4888.65 | 19459.28 | 36826.14 | 0.52841
2017-11-30 | 15:00 | N | 2.11 | 3.1 | 6.1 | 1 | 15:00 | 212 | 213 | 2842 | 1380 | 447.32 | 660.3 | 17336.2 | 1380 | 19823.82 | 37174.96 | 0.53326
2017-11-30 | 16:00 | N | 1.53 | 1.48 | 4.12 | 1 | 16:00 | 191 | 237 | 2842 | 1380 | 292.23 | 350.76 | 11709.04 | 1380 | 13732.03 | 37415.41 | 0.36702
2017-11-30 | 17:00 | N | 1.68 | 2.09 | 6.03 | 1 | 17:00 | 218 | 258 | 2842 | 1380 | 366.24 | 539.22 | 17137.26 | 1380 | 19422.72 | 37418.78 | 0.51906
2017-11-30 | 18:00 | N | 2.26 | 19.45 | 23.6 | 2.1 | 18:00 | 240 | 365 | 2842 | 1380 | 542.4 | 7099.25 | 67071.2 | 2898 | 77610.85 | 37462.31 | 2.0717
2017-11-30 | 19:00 | N | 3.5 | 4 | 9.68 | 2.99 | 19:00 | 320 | 214 | 2842 | 1426 | 1120 | 856 | 27510.56 | 4263.74 | 33750.3 | 38293.14 | 0.88137
2017-11-30 | 20:00 | N | 1 | 2.22 | 6.88 | 1 | 20:00 | 322 | 178 | 2842 | 1426 | 322 | 395.16 | 19552.96 | 1426 | 21696.12 | 39467.32 | 0.54972
2017-11-30 | 21:00 | N | 2.3 | 1.48 | 6.02 | 1 | 21:00 | 337 | 173 | 2842 | 1426 | 775.1 | 256.04 | 17108.84 | 1426 | 19565.98 | 38983.69 | 0.5019
2017-11-30 | 22:00 | N | 5.67 | 2.84 | 4.86 | 1.41 | 22:00 | 394 | 194 | 2842 | 1426 | 2233.98 | 550.96 | 13812.12 | 2010.66 | 18607.72 | 38264.01 | 0.4863
2017-11-30 | 23:00 | N | 8.11 | 4 | 6.51 | 0.97 | 23:00 | 389 | 265 | 2985 | 1111 | 3154.79 | 1060 | 19432.35 | 1077.67 | 24724.81 | 36968.65 | 0.6688
2017-11-30 | 24:00 | N | 6 | 4 | 5.83 | 0.97 | 24:00 | 362 | 243 | 2985 | 1111 | 2172 | 972 | 17402.55 | 1077.67 | 21624.22 | 34551.82 | 0.62585
2017-12-01 | 1:00 | N | 4.77 | 3.11 | 4.25 | 0.97 | 1:00 | 294 | 212 | 2985 | 1111 | 1402.38 | 659.32 | 12686.25 | 1077.67 | 15825.62 | 32118.74 | 0.49272
2017-12-01 | 2:00 | N | 2.89 | 1 | 4.25 | 0.97 | 2:00 | 236 | 179 | 2985 | 1111 | 682.04 | 179 | 12686.25 | 1077.67 | 14624.96 | 30300.33 | 0.48267
2017-12-01 | 3:00 | N | 3.46 | 1 | 4.25 | 1.05 | 3:00 | 201 | 205 | 2985 | 1717 | 695.46 | 205 | 12686.25 | 1802.85 | 15389.56 | 29405.35 | 0.52336
2017-12-01 | 4:00 | N | 2.05 | 1 | 4.25 | 1 | 4:00 | 185 | 205 | 2985 | 1717 | 379.25 | 205 | 12686.25 | 1717 | 14987.5 | 28920.77 | 0.51823
2017-12-01 | 5:00 | N | 3.77 | 3.58 | 4 | 1 | 5:00 | 207 | 283 | 2985 | 1717 | 780.39 | 1013.14 | 11940 | 1717 | 15450.53 | 28891.35 | 0.53478
2017-12-01 | 6:00 | N | 8 | 9.11 | 6.01 | 1 | 6:00 | 327 | 438 | 2985 | 1717 | 2616 | 3990.18 | 17939.85 | 1717 | 26263.03 | 29670.26 | 0.88516
2017-12-01 | 7:00 | N | 1.5 | 10.75 | 10.42 | 5.51 | 7:00 | 249 | 556 | 2872 | 2219 | 373.5 | 5977 | 29926.24 | 12226.69 | 48503.43 | 31794.04 | 1.5256
2017-12-01 | 8:00 | N | 2.11 | 3.61 | 7.25 | 2.99 | 8:00 | 256 | 306 | 2872 | 2219 | 540.16 | 1104.66 | 20822 | 6634.81 | 29101.63 | 35492.58 | 0.81994
2017-12-01 | 9:00 | N | 0.31 | 3.63 | 7.05 | 3.01 | 9:00 | 156 | 343 | 2872 | 2219 | 48.36 | 1245.09 | 20247.6 | 6679.19 | 28220.24 | 36481.61 | 0.77355
2017-12-01 | 10:00 | N | 1 | 5.37 | 8.96 | 3.37 | 10:00 | 196 | 315 | 2872 | 2219 | 196 | 1691.55 | 25733.12 | 7478.03 | 35098.7 | 36374.28 | 0.96493
2017-12-01 | 11:00 | N | 1.7 | 4 | 7.8 | 1.62 | 11:00 | 226 | 326 | 2842 | 1635 | 384.2 | 1304 | 22167.6 | 2648.7 | 26504.5 | 36375.17 | 0.72864
2017-12-01 | 12:00 | N | 1.61 | 3.22 | 6.42 | 1.78 | 12:00 | 222 | 319 | 2842 | 1635 | 357.42 | 1027.18 | 18245.64 | 2910.3 | 22540.54 | 36544.28 | 0.6168
2017-12-01 | 13:00 | N | 2.55 | 3.1 | 6.01 | 1.82 | 13:00 | 195 | 299 | 2842 | 1635 | 497.25 | 926.9 | 17080.42 | 2975.7 | 21480.27 | 36666.9 | 0.58582
2017-12-01 | 14:00 | N | 1 | 3.11 | 6.01 | 2.1 | 14:00 | 205 | 237 | 2842 | 1635 | 205 | 737.07 | 17080.42 | 3433.5 | 21455.99 | 36730.14 | 0.58415
2017-12-01 | 15:00 | N | 1.34 | 3.11 | 6.01 | 2 | 15:00 | 212 | 213 | 2842 | 1380 | 284.08 | 662.43 | 17080.42 | 2760 | 20786.93 | 37184.22 | 0.55903
2017-12-01 | 16:00 | N | 0.24 | 3.1 | 6.11 | 2 | 16:00 | 191 | 237 | 2842 | 1380 | 45.84 | 734.7 | 17364.62 | 2760 | 20905.16 | 37417.36 | 0.5587
2017-12-01 | 17:00 | N | 0.71 | 6 | 8 | 2.1 | 17:00 | 218 | 258 | 2842 | 1380 | 154.78 | 1548 | 22736 | 2898 | 27336.78 | 37392.73 | 0.73107
2017-12-01 | 18:00 | N | 1.97 | 24.9 | 28.66 | 5 | 18:00 | 240 | 365 | 2842 | 1380 | 472.8 | 9088.5 | 81451.72 | 6900 | 97913.02 | 37163.96 | 2.6346
2017-12-01 | 19:00 | N | 3.5 | 4 | 9.5 | 1.75 | 19:00 | 320 | 214 | 2842 | 1426 | 1120 | 856 | 26999 | 2495.5 | 31470.5 | 37820.87 | 0.83209
2017-12-01 | 20:00 | N | 3.5 | 4 | 8.4 | 1 | 20:00 | 322 | 178 | 2842 | 1426 | 1127 | 712 | 23872.8 | 1426 | 27137.8 | 38316.29 | 0.70826
2017-12-01 | 21:00 | N | 3.47 | 4 | 7.81 | 0.99 | 21:00 | 337 | 173 | 2842 | 1426 | 1169.39 | 692 | 22196.02 | 1411.74 | 25469.15 | 37384.03 | 0.68128
2017-12-01 | 22:00 | N | 5.5 | 6.26 | 8 | 1 | 22:00 | 394 | 194 | 2842 | 1426 | 2167 | 1214.44 | 22736 | 1426 | 27543.44 | 36535.73 | 0.75388
2017-12-01 | 23:00 | N | 12.65 | 8.1 | 11 | 0.97 | 23:00 | 389 | 265 | 2985 | 1111 | 4920.85 | 2146.5 | 32835 | 1077.67 | 40980.02 | 35440.83 | 1.1563
2017-12-01 | 24:00 | N | 11.53 | 5.79 | 11 | 0.97 | 24:00 | 362 | 243 | 2985 | 1111 | 4173.86 | 1406.97 | 32835 | 1077.67 | 39493.5 | 33693.67 | 1.1721
2017-12-02 | 1:00 | N | 10.04 | 8 | 19.25 | 0.97 | 1:00 | 294 | 212 | 2985 | 1111 | 2951.76 | 1696 | 57461.25 | 1077.67 | 63186.68 | 31636.95 | 1.9972
2017-12-02 | 2:00 | N | 8 | 3.49 | 19.96 | 0.97 | 2:00 | 236 | 179 | 2985 | 1111 | 1888 | 624.71 | 59580.6 | 1077.67 | 63170.98 | 29884.72 | 2.1138
2017-12-02 | 3:00 | N | 8 | 3.11 | 29.25 | 1 | 3:00 | 201 | 205 | 2985 | 1717 | 1608 | 637.55 | 87311.25 | 1717 | 91273.8 | 28740.08 | 3.1758
2017-12-02 | 4:00 | N | 4.01 | 3.1 | 19.25 | 1 | 4:00 | 185 | 205 | 2985 | 1717 | 741.85 | 635.5 | 57461.25 | 1717 | 60555.6 | 28071.06 | 2.1572
2017-12-02 | 5:00 | N | 8 | 8 | 18 | 1 | 5:00 | 207 | 283 | 2985 | 1717 | 1656 | 2264 | 53730 | 1717 | 59367 | 27787.16 | 2.1365
2017-12-02 | 6:00 | N | 16.8 | 15.64 | 15.64 | 1 | 6:00 | 327 | 438 | 2985 | 1717 | 5493.6 | 6850.32 | 46685.4 | 1717 | 60746.32 | 27907.77 | 2.1767
2017-12-02 | 7:00 | N | 11.93 | 15.61 | 15.25 | 6 | 7:00 | 249 | 556 | 2872 | 2219 | 2970.57 | 8679.16 | 43798 | 13314 | 68761.73 | 28782.77 | 2.389
2017-12-02 | 8:00 | N | 3.5 | 7.1 | 10.11 | 5.1 | 8:00 | 256 | 306 | 2872 | 2219 | 896 | 2172.6 | 29035.92 | 11316.9 | 43421.42 | 30221.27 | 1.4368
2017-12-02 | 9:00 | N | 2.11 | 7 | 8.11 | 5 | 9:00 | 156 | 343 | 2872 | 2219 | 329.16 | 2401 | 23291.92 | 11095 | 37117.08 | 31463.83 | 1.1797
2017-12-02 | 10:00 | N | 1.65 | 5.3 | 9.99 | 4.25 | 10:00 | 196 | 315 | 2872 | 2219 | 323.4 | 1669.5 | 28691.28 | 9430.75 | 40114.93 | 32956.07 | 1.2172
2017-12-02 | 11:00 | N | 2 | 4.36 | 9 | 2.49 | 11:00 | 226 | 326 | 2842 | 1635 | 452 | 1421.36 | 25578 | 4071.15 | 31522.51 | 34033.92 | 0.92621
2017-12-02 | 12:00 | N | 2.11 | 3.1 | 7.4 | 2.48 | 12:00 | 222 | 319 | 2842 | 1635 | 468.42 | 988.9 | 21030.8 | 4054.8 | 26542.92 | 34670.82 | 0.76557
2017-12-02 | 13:00 | N | 2.11 | 3.61 | 6.72 | 2.99 | 13:00 | 195 | 299 | 2842 | 1635 | 411.45 | 1079.39 | 19098.24 | 4888.65 | 25477.73 | 35304.55 | 0.72166
2017-12-02 | 14:00 | N | 1.17 | 3.61 | 6.76 | 2.99 | 14:00 | 205 | 237 | 2842 | 1635 | 239.85 | 855.57 | 19211.92 | 4888.65 | 25195.99 | 35794.79 | 0.7039
2017-12-02 | 15:00 | N | 1.71 | 4.71 | 6.87 | 4.09 | 15:00 | 212 | 213 | 2842 | 1380 | 362.52 | 1003.23 | 19524.54 | 5644.2 | 26534.49 | 36396.42 | 0.72904
2017-12-02 | 16:00 | N | 1.15 | 3.76 | 6.51 | 3.14 | 16:00 | 191 | 237 | 2842 | 1380 | 219.65 | 891.12 | 18501.42 | 4333.2 | 23945.39 | 36857.94 | 0.64967
2017-12-02 | 17:00 | N | 1 | 6.32 | 8.32 | 2.1 | 17:00 | 218 | 258 | 2842 | 1380 | 218 | 1630.56 | 23645.44 | 2898 | 28392 | 36955.09 | 0.76828
2017-12-02 | 18:00 | N | 2.22 | 25.11 | 26.4 | 5.1 | 18:00 | 240 | 365 | 2842 | 1380 | 532.8 | 9165.15 | 75028.8 | 7038 | 91764.75 | 36799.18 | 2.4937
2017-12-02 | 19:00 | N | 2.11 | 4 | 11.77 | 1.38 | 19:00 | 320 | 214 | 2842 | 1426 | 675.2 | 856 | 33450.34 | 1967.88 | 36949.42 | 37670.82 | 0.98085
2017-12-02 | 20:00 | N | 3.27 | 4 | 9.31 | 1 | 20:00 | 322 | 178 | 2842 | 1426 | 1052.94 | 712 | 26459.02 | 1426 | 29649.96 | 38237.26 | 0.77542
2017-12-02 | 21:00 | N | 3.5 | 4 | 8.01 | 1 | 21:00 | 337 | 173 | 2842 | 1426 | 1179.5 | 692 | 22764.42 | 1426 | 26061.92 | 37410.19 | 0.69665
2017-12-02 | 22:00 | N | 6 | 8 | 9 | 1 | 22:00 | 394 | 194 | 2842 | 1426 | 2364 | 1552 | 25578 | 1426 | 30920 | 36461.64 | 0.84801
2017-12-02 | 23:00 | N | 16.27 | 8.2 | 16.86 | 0.97 | 23:00 | 389 | 265 | 2985 | 1111 | 6329.03 | 2173 | 50327.1 | 1077.67 | 59906.8 | 35468.14 | 1.689
2017-12-02 | 24:00 | N | 14.68 | 4.63 | 15.59 | 0.97 | 24:00 | 362 | 243 | 2985 | 1111 | 5314.16 | 1125.09 | 46536.15 | 1077.67 | 54053.07 | 33792.69 | 1.5995
2017-12-03 | 1:00 | N | 5.51 | 8 | 9 | 0.66 | 1:00 | 294 | 212 | 2985 | 1111 | 1619.94 | 1696 | 26865 | 733.26 | 30914.2 | 31865.47 | 0.97015
2017-12-03 | 2:00 | N | 3.5 | 3.45 | 9.11 | 0.61 | 2:00 | 236 | 179 | 2985 | 1111 | 826 | 617.55 | 27193.35 | 677.71 | 29314.61 | 30090.77 | 0.97421
2017-12-03 | 3:00 | N | 5 | 2.51 | 9 | 0.99 | 3:00 | 201 | 205 | 2985 | 1717 | 1005 | 514.55 | 26865 | 1699.83 | 30084.38 | 28883.9 | 1.0416
2017-12-03 | 4:00 | N | 2.22 | 2.65 | 15.25 | 0.99 | 4:00 | 185 | 205 | 2985 | 1717 | 410.7 | 543.25 | 45521.25 | 1699.83 | 48175.03 | 28135.6 | 1.7122
2017-12-03 | 5:00 | N | 4.01 | 6.48 | 15.25 | 0.99 | 5:00 | 207 | 283 | 2985 | 1717 | 830.07 | 1833.84 | 45521.25 | 1699.83 | 49884.99 | 27705.73 | 1.8005
2017-12-03 | 6:00 | N | 10 | 15.25 | 15.25 | 0.99 | 6:00 | 327 | 438 | 2985 | 1717 | 3270 | 6679.5 | 45521.25 | 1699.83 | 57170.58 | 27662.05 | 2.0668
2017-12-03 | 7:00 | N | 8.11 | 19.5 | 19.5 | 3.1 | 7:00 | 249 | 556 | 2872 | 2219 | 2019.39 | 10842 | 56004 | 6878.9 | 75744.29 | 28015.93 | 2.7036
2017-12-03 | 8:00 | N | 8.26 | 8.35 | 14.25 | 2.99 | 8:00 | 256 | 306 | 2872 | 2219 | 2114.56 | 2555.1 | 40926 | 6634.81 | 52230.47 | 28872.7 | 1.809
2017-12-03 | 9:00 | N | 3.5 | 10.48 | 11.48 | 2.99 | 9:00 | 156 | 343 | 2872 | 2219 | 546 | 3594.64 | 32970.56 | 6634.81 | 43746.01 | 29777.93 | 1.4691
2017-12-03 | 10:00 | N | 3.5 | 9.77 | 15 | 2.99 | 10:00 | 196 | 315 | 2872 | 2219 | 686 | 3077.55 | 43080 | 6634.81 | 53478.36 | 31334.34 | 1.7067
2017-12-03 | 11:00 | N | 3.98 | 11.97 | 13.36 | 2 | 11:00 | 226 | 326 | 2842 | 1635 | 899.48 | 3902.22 | 37969.12 | 3270 | 46040.82 | 32842 | 1.4019
2017-12-03 | 12:00 | N | 4.01 | 6.59 | 13 | 1 | 12:00 | 222 | 319 | 2842 | 1635 | 890.22 | 2102.21 | 36946 | 1635 | 41573.43 | 33923.8 | 1.2255
2017-12-03 | 13:00 | N | 5.36 | 8.28 | 12.25 | 2.1 | 13:00 | 195 | 299 | 2842 | 1635 | 1045.2 | 2475.72 | 34814.5 | 3433.5 | 41768.92 | 34900.93 | 1.1968
2017-12-03 | 14:00 | N | 3.9 | 6.42 | 12.25 | 2.1 | 14:00 | 205 | 237 | 2842 | 1635 | 799.5 | 1521.54 | 34814.5 | 3433.5 | 40569.04 | 35778.92 | 1.1339
2017-12-03 | 15:00 | N | 5.49 | 6.12 | 12.25 | 1.45 | 15:00 | 212 | 213 | 2842 | 1380 | 1163.88 | 1303.56 | 34814.5 | 2001 | 39282.94 | 36337.08 | 1.0811
2017-12-03 | 16:00 | N | 3.11 | 6.54 | 12.25 | 1 | 16:00 | 191 | 237 | 2842 | 1380 | 594.01 | 1549.98 | 34814.5 | 1380 | 38338.49 | 36596.79 | 1.0476
2017-12-03 | 17:00 | N | 2.11 | 11.08 | 14 | 1 | 17:00 | 218 | 258 | 2842 | 1380 | 459.98 | 2858.64 | 39788 | 1380 | 44486.62 | 36811.43 | 1.2085
2017-12-03 | 18:00 | N | 9.39 | 22.9 | 23.72 | 1 | 18:00 | 240 | 365 | 2842 | 1380 | 2253.6 | 8358.5 | 67412.24 | 1380 | 79404.34 | 37276.48 | 2.1301
2017-12-03 | 19:00 | N | 5.23 | 8.27 | 17.28 | 1.23 | 19:00 | 320 | 214 | 2842 | 1426 | 1673.6 | 1769.78 | 49109.76 | 1753.98 | 54307.12 | 38642.48 | 1.4054
2017-12-03 | 20:00 | N | 3.5 | 4 | 14 | 0.99 | 20:00 | 322 | 178 | 2842 | 1426 | 1127 | 712 | 39788 | 1411.74 | 43038.74 | 40027.99 | 1.0752
2017-12-03 | 21:00 | N | 3.5 | 4 | 13.03 | 0.99 | 21:00 | 337 | 173 | 2842 | 1426 | 1179.5 | 692 | 37031.26 | 1411.74 | 40314.5 | 39659.92 | 1.0165
2017-12-03 | 22:00 | N | 8.11 | 5.31 | 10.33 | 0.99 | 22:00 | 394 | 194 | 2842 | 1426 | 3195.34 | 1030.14 | 29357.86 | 1411.74 | 34995.08 | 38824.16 | 0.90137
2017-12-03 | 23:00 | N | 14.54 | 9.11 | 14 | 0.71 | 23:00 | 389 | 265 | 2985 | 1111 | 5656.06 | 2414.15 | 41790 | 788.81 | 50649.02 | 37464.92 | 1.3519
2017-12-03 | 24:00 | N | 15.21 | 6.26 | 14 | 0.71 | 24:00 | 362 | 243 | 2985 | 1111 | 5506.02 | 1521.18 | 41790 | 788.81 | 49606.01 | 35014.71 | 1.4167
2017-12-04 | 1:00 | N | 11.26 | 8 | 19.25 | 0.97 | 1:00 | 294 | 212 | 2985 | 1111 | 3310.44 | 1696 | 57461.25 | 1077.67 | 63545.36 | 32328.18 | 1.9656
2017-12-04 | 2:00 | N | 8.11 | 4.94 | 19.25 | 0.97 | 2:00 | 236 | 179 | 2985 | 1111 | 1913.96 | 884.26 | 57461.25 | 1077.67 | 61337.14 | 30275.65 | 2.026
2017-12-04 | 3:00 | N | 10.03 | 3.6 | 19.25 | 1 | 3:00 | 201 | 205 | 2985 | 1717 | 2016.03 | 738 | 57461.25 | 1717 | 61932.28 | 29175.61 | 2.1227
2017-12-04 | 4:00 | N | 8 | 2.76 | 18 | 1 | 4:00 | 185 | 205 | 2985 | 1717 | 1480 | 565.8 | 53730 | 1717 | 57492.8 | 28623.17 | 2.0086
2017-12-04 | 5:00 | N | 9.07 | 6.79 | 18 | 1 | 5:00 | 207 | 283 | 2985 | 1717 | 1877.49 | 1921.57 | 53730 | 1717 | 59246.06 | 28520.85 | 2.0773
2017-12-04 | 6:00 | N | 16.56 | 20.25 | 15.25 | 1.42 | 6:00 | 327 | 438 | 2985 | 1717 | 5415.12 | 8869.5 | 45521.25 | 2438.14 | 62244.01 | 29227.49 | 2.1296
2017-12-04 | 7:00 | N | 9.11 | 24.12 | 25 | 6 | 7:00 | 249 | 556 | 2872 | 2219 | 2268.39 | 13410.72 | 71800 | 13314 | 100793.11 | 31425.5 | 3.2074
2017-12-04 | 8:00 | N | 8.26 | 9.11 | 13.24 | 5.1 | 8:00 | 256 | 306 | 2872 | 2219 | 2114.56 | 2787.66 | 38025.28 | 11316.9 | 54244.4 | 34957 | 1.5517
2017-12-04 | 9:00 | N | 5.51 | 12 | 13 | 5.1 | 9:00 | 156 | 343 | 2872 | 2219 | 859.56 | 4116 | 37336 | 11316.9 | 53628.46 | 36288.69 | 1.4778
2017-12-04 | 10:00 | N | 3.5 | 10.3 | 13.59 | 5.1 | 10:00 | 196 | 315 | 2872 | 2219 | 686 | 3244.5 | 39030.48 | 11316.9 | 54277.88 | 36916.82 | 1.4703
2017-12-04 | 11:00 | N | 4.41 | 10.81 | 12.25 | 1.78 | 11:00 | 226 | 326 | 2842 | 1635 | 996.66 | 3524.06 | 34814.5 | 2910.3 | 42245.52 | 38195.67 | 1.106
2017-12-04 | 12:00 | N | 3.5 | 8.11 | 10.33 | 2.1 | 12:00 | 222 | 319 | 2842 | 1635 | 777 | 2587.09 | 29357.86 | 3433.5 | 36155.45 | 39481.3 | 0.91576
2017-12-04 | 13:00 | N | 2.28 | 3.61 | 6.25 | 2.99 | 13:00 | 195 | 299 | 2842 | 1635 | 444.6 | 1079.39 | 17762.5 | 4888.65 | 24175.14 | 40530.1 | 0.59647
2017-12-04 | 14:00 | N | 1 | 4.35 | 6.25 | 2.35 | 14:00 | 205 | 237 | 2842 | 1635 | 205 | 1030.95 | 17762.5 | 3842.25 | 22840.7 | 41335.78 | 0.55256
2017-12-04 | 15:00 | N | 1 | 5.49 | 6.51 | 3.78 | 15:00 | 212 | 213 | 2842 | 1380 | 212 | 1169.37 | 18501.42 | 5216.4 | 25099.19 | 42227.54 | 0.59438
2017-12-04 | 16:00 | N | 1.01 | 3.87 | 6.25 | 3.17 | 16:00 | 191 | 237 | 2842 | 1380 | 192.91 | 917.19 | 17762.5 | 4374.6 | 23247.2 | 42664.43 | 0.54488
2017-12-04 | 17:00 | N | 0.91 | 5.35 | 7.79 | 1 | 17:00 | 218 | 258 | 2842 | 1380 | 198.38 | 1380.3 | 22139.18 | 1380 | 25097.86 | 42612.06 | 0.58898
2017-12-04 | 18:00 | N | 2 | 17.92 | 18.92 | 4.42 | 18:00 | 240 | 365 | 2842 | 1380 | 480 | 6540.8 | 53770.64 | 6099.6 | 66891.04 | 42370.17 | 1.5787
2017-12-04 | 19:00 | N | 2.42 | 4 | 8 | 1 | 19:00 | 320 | 214 | 2842 | 1426 | 774.4 | 856 | 22736 | 1426 | 25792.4 | 43212.33 | 0.59688
2017-12-04 | 20:00 | N | 3.11 | 3.86 | 7.11 | 1 | 20:00 | 322 | 178 | 2842 | 1426 | 1001.42 | 687.08 | 20206.62 | 1426 | 23321.12 | 44307.98 | 0.52634
2017-12-04 | 21:00 | N | 2.11 | 4 | 7.11 | 1 | 21:00 | 337 | 173 | 2842 | 1426 | 711.07 | 692 | 20206.62 | 1426 | 23035.69 | 43574.19 | 0.52865
2017-12-04 | 22:00 | N | 4.16 | 4 | 6.51 | 1 | 22:00 | 394 | 194 | 2842 | 1426 | 1639.04 | 776 | 18501.42 | 1426 | 22342.46 | 42457.81 | 0.52623
2017-12-04 | 23:00 | N | 12 | 7.53 | 8.53 | 0.97 | 23:00 | 389 | 265 | 2985 | 1111 | 4668 | 1995.45 | 25462.05 | 1077.67 | 33203.17 | 40558.19 | 0.81866
2017-12-04 | 24:00 | N | 9.11 | 6.74 | 11 | 0.97 | 24:00 | 362 | 243 | 2985 | 1111 | 3297.82 | 1637.82 | 32835 | 1077.67 | 38848.31 | 37352.01 | 1.0401
2017-12-05 | 1:00 | N | 11.03 | 7.29 | 7.25 | 0.49 | 1:00 | 294 | 212 | 2985 | 1111 | 3242.82 | 1545.48 | 21641.25 | 544.39 | 26973.94 | 34164.49 | 0.78953
2017-12-05 | 2:00 | N | 8 | 3.11 | 7.25 | 0.49 | 2:00 | 236 | 179 | 2985 | 1111 | 1888 | 556.69 | 21641.25 | 544.39 | 24630.33 | 31898.26 | 0.77215
2017-12-05 | 3:00 | N | 10.42 | 2.76 | 7.25 | 0.97 | 3:00 | 201 | 205 | 2985 | 1717 | 2094.42 | 565.8 | 21641.25 | 1665.49 | 25966.96 | 30554.43 | 0.84986
2017-12-05 | 4:00 | N | 8 | 2.76 | 7.25 | 0.97 | 4:00 | 185 | 205 | 2985 | 1717 | 1480 | 565.8 | 21641.25 | 1665.49 | 25352.54 | 29817.3 | 0.85026
2017-12-05 | 5:00 | N | 9.72 | 7.25 | 7.25 | 0.97 | 5:00 | 207 | 283 | 2985 | 1717 | 2012.04 | 2051.75 | 21641.25 | 1665.49 | 27370.53 | 29559.76 | 0.92594
2017-12-05 | 6:00 | N | 15.41 | 22.25 | 15.25 | 0.97 | 6:00 | 327 | 438 | 2985 | 1717 | 5039.07 | 9745.5 | 45521.25 | 1665.49 | 61971.31 | 30149.6 | 2.0555
2017-12-05 | 7:00 | N | 4.77 | 12.32 | 8.92 | 2.99 | 7:00 | 249 | 556 | 2872 | 2219 | 1187.73 | 6849.92 | 25618.24 | 6634.81 | 40290.7 | 32217.95 | 1.2506
2017-12-05 | 8:00 | N | 3.5 | 7.35 | 8.35 | 2.99 | 8:00 | 256 | 306 | 2872 | 2219 | 896 | 2249.1 | 23981.2 | 6634.81 | 33761.11 | 35869.33 | 0.94122
2017-12-05 | 9:00 | N | 2.71 | 9.11 | 10.11 | 2.99 | 9:00 | 156 | 343 | 2872 | 2219 | 422.76 | 3124.73 | 29035.92 | 6634.81 | 39218.22 | 37233.65 | 1.0533
2017-12-05 | 10:00 | N | 2.11 | 7.22 | 8.22 | 2.99 | 10:00 | 196 | 315 | 2872 | 2219 | 413.56 | 2274.3 | 23607.84 | 6634.81 | 32930.51 | 37512.32 | 0.87786
2017-12-05 | 11:00 | N | 3.11 | 9 | 10 | 2 | 11:00 | 226 | 326 | 2842 | 1635 | 702.86 | 2934 | 28420 | 3270 | 35326.86 | 38473.46 | 0.91821
2017-12-05 | 12:00 | N | 3.46 | 4.82 | 8.11 | 2.1 | 12:00 | 222 | 319 | 2842 | 1635 | 768.12 | 1537.58 | 23048.62 | 3433.5 | 28787.82 | 39007.87 | 0.738
2017-12-05 | 13:00 | N | 3.5 | 7.24 | 12.25 | 2.99 | 13:00 | 195 | 299 | 2842 | 1635 | 682.5 | 2164.76 | 34814.5 | 4888.65 | 42550.41 | 38834.27 | 1.0957
2017-12-05 | 14:00 | N | 2.11 | 4.5 | 6.01 | 2.5 | 14:00 | 205 | 237 | 2842 | 1635 | 432.55 | 1066.5 | 17080.42 | 4087.5 | 22666.97 | 38563.97 | 0.58778
2017-12-05 | 15:00 | N | 2.11 | 4.5 | 6.01 | 2.5 | 15:00 | 212 | 213 | 2842 | 1380 | 447.32 | 958.5 | 17080.42 | 3450 | 21936.24 | 38423.1 | 0.57091
2017-12-05 | 16:00 | N | 1 | 3.13 | 6.01 | 1.45 | 16:00 | 191 | 237 | 2842 | 1380 | 191 | 741.81 | 17080.42 | 2001 | 20014.23 | 38017.87 | 0.52644
2017-12-05 | 17:00 | N | 1 | 4.01 | 6.01 | 2 | 17:00 | 218 | 258 | 2842 | 1380 | 218 | 1034.58 | 17080.42 | 2760 | 21093 | 37582.72 | 0.56124
2017-12-05 | 18:00 | N | 2.11 | 15.18 | 16.18 | 2.1 | 18:00 | 240 | 365 | 2842 | 1380 | 506.4 | 5540.7 | 45983.56 | 2898 | 54928.66 | 38213.71 | 1.4374
2017-12-05 | 19:00 | N | 2.11 | 4.23 | 9.71 | 1 | 19:00 | 320 | 214 | 2842 | 1426 | 675.2 | 905.22 | 27595.82 | 1426 | 30602.24 | 40760.81 | 0.75078
2017-12-05 | 20:00 | N | 2 | 4 | 8.52 | 1 | 20:00 | 322 | 178 | 2842 | 1426 | 644 | 712 | 24213.84 | 1426 | 26995.84 | 42235.35 | 0.63918
2017-12-05 | 21:00 | N | 2.06 | 4 | 7.53 | 1 | 21:00 | 337 | 173 | 2842 | 1426 | 694.22 | 692 | 21400.26 | 1426 | 24212.48 | 42011.27 | 0.57633
2017-12-05 | 22:00 | N | 3.5 | 4 | 6.01 | 1 | 22:00 | 394 | 194 | 2842 | 1426 | 1379 | 776 | 17080.42 | 1426 | 20661.42 | 41465.47 | 0.49828
2017-12-05 | 23:00 | N | 6.88 | 5.01 | 6.01 | 0.95 | 23:00 | 389 | 265 | 2985 | 1111 | 2676.32 | 1327.65 | 17939.85 | 1055.45 | 22999.27 | 39984.88 | 0.5752
2017-12-05 | 24:00 | N | 6 | 5.01 | 6.01 | 0.95 | 24:00 | 362 | 243 | 2985 | 1111 | 2172 | 1217.43 | 17939.85 | 1055.45 | 22384.73 | 37401.27 | 0.5985
2017-12-06 | 1:00 | N | 3.11 | 4.25 | 4.25 | 0.97 | 1:00 | 294 | 212 | 2985 | 1111 | 914.34 | 901 | 12686.25 | 1077.67 | 15579.26 | 34828.21 | 0.44732
2017-12-06 | 2:00 | N | 1.32 | 2.91 | 3.11 | 0.97 | 2:00 | 236 | 179 | 2985 | 1111 | 311.52 | 520.89 | 9283.35 | 1077.67 | 11193.43 | 33080.31 | 0.33837
2017-12-06 | 3:00 | N | 2.13 | 2.91 | 3.11 | 1.22 | 3:00 | 201 | 205 | 2985 | 1717 | 428.13 | 596.55 | 9283.35 | 2094.74 | 12402.77 | 32320.91 | 0.38374
2017-12-06 | 4:00 | N | 1 | 2.91 | 3.11 | 1.22 | 4:00 | 185 | 205 | 2985 | 1717 | 185 | 596.55 | 9283.35 | 2094.74 | 12159.64 | 31973.99 | 0.3803
2017-12-06 | 5:00 | N | 3.49 | 4.39 | 4.25 | 1.22 | 5:00 | 207 | 283 | 2985 | 1717 | 722.43 | 1242.37 | 12686.25 | 2094.74 | 16745.79 | 32205.1 | 0.51997
2017-12-06 | 6:00 | N | 5.48 | 10.3 | 6.51 | 1.75 | 6:00 | 327 | 438 | 2985 | 1717 | 1791.96 | 4511.4 | 19432.35 | 3004.75 | 28740.46 | 33178.62 | 0.86623
2017-12-06 | 7:00 | N | 2 | 15 | 12.85 | 10.14 | 7:00 | 249 | 556 | 2872 | 2219 | 498 | 8340 | 36905.2 | 22500.66 | 68243.86 | 35823.03 | 1.905
2017-12-06 | 8:00 | N | 2 | 8.72 | 9.81 | 8.1 | 8:00 | 256 | 306 | 2872 | 2219 | 512 | 2668.32 | 28174.32 | 17973.9 | 49328.54 | 39834.7 | 1.2383
2017-12-06 | 9:00 | N | 0.69 | 9 | 10 | 8.1 | 9:00 | 156 | 343 | 2872 | 2219 | 107.64 | 3087 | 28720 | 17973.9 | 49888.54 | 41337.61 | 1.2069
2017-12-06 | 10:00 | N | 1.04 | 9.1 | 10.1 | 8.1 | 10:00 | 196 | 315 | 2872 | 2219 | 203.84 | 2866.5 | 29007.2 | 17973.9 | 50051.44 | 41408.14 | 1.2087
2017-12-06 | 11:00 | N | 1.34 | 8.37 | 10.89 | 2.99 | 11:00 | 226 | 326 | 2842 | 1635 | 302.84 | 2728.62 | 30949.38 | 4888.65 | 38869.49 | 41916.49 | 0.92731
2017-12-06 | 12:00 | N | 1.02 | 5.1 | 9.17 | 2.99 | 12:00 | 222 | 319 | 2842 | 1635 | 226.44 | 1626.9 | 26061.14 | 4888.65 | 32803.13 | 42119.61 | 0.77881
2017-12-06 | 13:00 | N | 1.08 | 5 | 8.31 | 3 | 13:00 | 195 | 299 | 2842 | 1635 | 210.6 | 1495 | 23617.02 | 4905 | 30227.62 | 42089.67 | 0.71817
2017-12-06 | 14:00 | N | 1 | 4.99 | 7.48 | 2.99 | 14:00 | 205 | 237 | 2842 | 1635 | 205 | 1182.63 | 21258.16 | 4888.65 | 27534.44 | 41903.94 | 0.65708
2017-12-06 | 15:00 | N | 2.05 | 4.1 | 6.11 | 2.1 | 15:00 | 212 | 213 | 2842 | 1380 | 434.6 | 873.3 | 17364.62 | 2898 | 21570.52 | 41712.86 | 0.51712
2017-12-06 | 16:00 | N | 0.56 | 2.99 | 5.28 | 2.99 | 16:00 | 191 | 237 | 2842 | 1380 | 106.96 | 708.63 | 15005.76 | 4126.2 | 19947.55 | 41539.49 | 0.48021
2017-12-06 | 17:00 | N | 0.86 | 3.11 | 5.67 | 2.99 | 17:00 | 218 | 258 | 2842 | 1380 | 187.48 | 802.38 | 16114.14 | 4126.2 | 21230.2 | 41658.36 | 0.50963
2017-12-06 | 18:00 | N | 2.2 | 15 | 17.56 | 6 | 18:00 | 240 | 365 | 2842 | 1380 | 528 | 5475 | 49905.52 | 8280 | 64188.52 | 42683.29 | 1.5038
2017-12-06 | 19:00 | N | 2 | 7.33 | 16.99 | 2.1 | 19:00 | 320 | 214 | 2842 | 1426 | 640 | 1568.62 | 48285.58 | 2994.6 | 53488.8 | 45129.1 | 1.1852
2017-12-06 | 20:00 | N | 2.01 | 4 | 11.11 | 1.62 | 20:00 | 322 | 178 | 2842 | 1426 | 647.22 | 712 | 31574.62 | 2310.12 | 35243.96 | 46454.3 | 0.75868
2017-12-06 | 21:00 | N | 2 | 4 | 9.01 | 1.17 | 21:00 | 337 | 173 | 2842 | 1426 | 674 | 692 | 25606.42 | 1668.42 | 28640.84 | 46259.31 | 0.61914
2017-12-06 | 22:00 | N | 2.11 | 4 | 7.62 | 1 | 22:00 | 394 | 194 | 2842 | 1426 | 831.34 | 776 | 21656.04 | 1426 | 24689.38 | 45618.21 | 0.54122
2017-12-06 | 23:00 | N | 3.5 | 4.88 | 5.88 | 0.97 | 23:00 | 389 | 265 | 2985 | 1111 | 1361.5 | 1293.2 | 17551.8 | 1077.67 | 21284.17 | 43944.11 | 0.48435
2017-12-06 | 24:00 | N | 4.01 | 6.66 | 7.08 | 0.97 | 24:00 | 362 | 243 | 2985 | 1111 | 1451.62 | 1618.38 | 21133.8 | 1077.67 | 25281.47 | 41043.73 | 0.61596
2017-12-07 | 1:00 | N | 3.5 | 2.61 | 2.26 | 0.72 | 1:00 | 294 | 212 | 2985 | 1111 | 1029 | 553.32 | 6746.1 | 799.92 | 9128.34 | 38352.47 | 0.23801
2017-12-07 | 2:00 | N | 2.11 | 1.8 | 2 | 0.72 | 2:00 | 236 | 179 | 2985 | 1111 | 497.96 | 322.2 | 5970 | 799.92 | 7590.08 | 36699.84 | 0.20682
2017-12-07 | 3:00 | N | 3.01 | 1.8 | 2 | 0.97 | 3:00 | 201 | 205 | 2985 | 1717 | 605.01 | 369 | 5970 | 1665.49 | 8609.5 | 35904.75 | 0.23979
2017-12-07 | 4:00 | N | 1.65 | 1.8 | 2 | 0.97 | 4:00 | 185 | 205 | 2985 | 1717 | 305.25 | 369 | 5970 | 1665.49 | 8309.74 | 35589.29 | 0.23349
2017-12-07 | 5:00 | N | 3.34 | 2.61 | 2 | 0.97 | 5:00 | 207 | 283 | 2985 | 1717 | 691.38 | 738.63 | 5970 | 1665.49 | 9065.5 | 35737.94 | 0.25367
2017-12-07 | 6:00 | N | 6.01 | 8 | 3 | 0.99 | 6:00 | 327 | 438 | 2985 | 1717 | 1965.27 | 3504 | 8955 | 1699.83 | 16124.1 | 36786.91 | 0.43831
2017-12-07 | 7:00 | N | 2.11 | 19.56 | 19.56 | 5.42 | 7:00 | 249 | 556 | 2872 | 2219 | 525.39 | 10875.36 | 56176.32 | 12026.98 | 79604.05 | 39603.61 | 2.01
2017-12-07 | 8:00 | N | 2.61 | 10.22 | 14.88 | 6.11 | 8:00 | 256 | 306 | 2872 | 2219 | 668.16 | 3127.32 | 42735.36 | 13558.09 | 60088.93 | 43737.1 | 1.3739
2017-12-07 | 9:00 | N | 1 | 7.43 | 8.58 | 5.17 | 9:00 | 156 | 343 | 2872 | 2219 | 156 | 2548.49 | 24641.76 | 11472.23 | 38818.48 | 45285.13 | 0.8572
2017-12-07 | 10:00 | N | 0.66 | 5.94 | 6.89 | 3.94 | 10:00 | 196 | 315 | 2872 | 2219 | 129.36 | 1871.1 | 19788.08 | 8742.86 | 30531.4 | 45388.87 | 0.67266
2017-12-07 | 11:00 | N | 1 | 5.44 | 6.44 | 0.99 | 11:00 | 226 | 326 | 2842 | 1635 | 226 | 1773.44 | 18302.48 | 1618.65 | 21920.57 | 45973.73 | 0.47681
2017-12-07 | 12:00 | N | 1.01 | 4 | 5 | 1.77 | 12:00 | 222 | 319 | 2842 | 1635 | 224.22 | 1276 | 14210 | 2893.95 | 18604.17 | 46363.32 | 0.40127
2017-12-07 | 13:00 | N | 1.06 | 3.34 | 4.34 | 0.99 | 13:00 | 195 | 299 | 2842 | 1635 | 206.7 | 998.66 | 12334.28 | 1618.65 | 15158.29 | 46526.62 | 0.3258
2017-12-07 | 14:00 | N | 1 | 4 | 5.05 | 0.99 | 14:00 | 205 | 237 | 2842 | 1635 | 205 | 948 | 14352.1 | 1618.65 | 17123.75 | 46543.09 | 0.36791
2017-12-07 | 15:00 | N | 1 | 3.57 | 6.26 | 1 | 15:00 | 212 | 213 | 2842 | 1380 | 212 | 760.41 | 17790.92 | 1380 | 20143.33 | 46396.02 | 0.43416
2017-12-07 | 16:00 | N | 0.55 | 3.1 | 4.18 | 1.5 | 16:00 | 191 | 237 | 2842 | 1380 | 105.05 | 734.7 | 11879.56 | 2070 | 14789.31 | 46169.7 | 0.32033
2017-12-07 | 17:00 | N | 1 | 3 | 4 | 2 | 17:00 | 218 | 258 | 2842 | 1380 | 218 | 774 | 11368 | 2760 | 15120 | 46463.1 | 0.32542
2017-12-07 | 18:00 | N | 2 | 14.2 | 16.94 | 4.22 | 18:00 | 240 | 365 | 2842 | 1380 | 480 | 5183 | 48143.48 | 5823.6 | 59630.08 | 47935.25 | 1.244
2017-12-07 | 19:00 | N | 2.11 | 11.62 | 20.94 | 1.68 | 19:00 | 320 | 214 | 2842 | 1426 | 675.2 | 2486.68 | 59511.48 | 2395.68 | 65069.04 | 50725 | 1.2828
2017-12-07 | 20:00 | N | 1.2 | 7.63 | 16.48 | 1.62 | 20:00 | 322 | 178 | 2842 | 1426 | 386.4 | 1358.14 | 46836.16 | 2310.12 | 50890.82 | 52418.2 | 0.97086
2017-12-07 | 21:00 | N | 2 | 6.52 | 10.57 | 1.21 | 21:00 | 337 | 173 | 2842 | 1426 | 674 | 1127.96 | 30039.94 | 1725.46 | 33567.36 | 52699.1 | 0.63696
2017-12-07 | 22:00 | N | 2 | 4.18 | 6.26 | 0.99 | 22:00 | 394 | 194 | 2842 | 1426 | 788 | 810.92 | 17790.92 | 1411.74 | 20801.58 | 52288.74 | 0.39782
2017-12-07 | 23:00 | N | 2.61 | 4 | 5 | 0.72 | 23:00 | 389 | 265 | 2985 | 1111 | 1015.29 | 1060 | 14925 | 799.92 | 17800.21 | 50742.94 | 0.35079
2017-12-07 | 24:00 | N | 3.46 | 5.88 | 6.26 | 0.72 | 24:00 | 362 | 243 | 2985 | 1111 | 1252.52 | 1428.84 | 18686.1 | 799.92 | 22167.38 | 48491.34 | 0.45714
2017-12-08 | 1:00 | N | 2.61 | 2.11 | 2.38 | 0.75 | 1:00 | 294 | 212 | 2985 | 1111 | 767.34 | 447.32 | 7104.3 | 833.25 | 9152.21 | 46233.3 | 0.19796
2017-12-08 | 2:00 | N | 1 | 1.44 | 1.71 | 0.75 | 2:00 | 236 | 179 | 2985 | 1111 | 236 | 257.76 | 5104.35 | 833.25 | 6431.36 | 44891.27 | 0.14327
2017-12-08 | 3:00 | N | 1.41 | 1.33 | 1.75 | 0.97 | 3:00 | 201 | 205 | 2985 | 1717 | 283.41 | 272.65 | 5223.75 | 1665.49 | 7445.3 | 44261.56 | 0.16821
2017-12-08 | 4:00 | N | 1 | 1.61 | 2 | 0.97 | 4:00 | 185 | 205 | 2985 | 1717 | 185 | 330.05 | 5970 | 1665.49 | 8150.54 | 44138.34 | 0.18466
2017-12-08 | 5:00 | N | 1.97 | 2.25 | 2.17 | 0.97 | 5:00 | 207 | 283 | 2985 | 1717 | 407.79 | 636.75 | 6477.45 | 1665.49 | 9187.48 | 44625.81 | 0.20588
2017-12-08 | 6:00 | N | 2.83 | 6.35 | 5.31 | 0.99 | 6:00 | 327 | 438 | 2985 | 1717 | 925.41 | 2781.3 | 15850.35 | 1699.83 | 21256.89 | 45998.43 | 0.46212
2017-12-08 | 7:00 | N | 2.26 | 31.34 | 31.71 | 14.5 | 7:00 | 249 | 556 | 2872 | 2219 | 562.74 | 17425.04 | 91071.12 | 32175.5 | 141234.4 | 48942.18 | 2.8857
2017-12-08 | 8:00 | N | 1.97 | 15 | 28.55 | 14.27 | 8:00 | 256 | 306 | 2872 | 2219 | 504.32 | 4590 | 81995.6 | 31665.13 | 118755.05 | 52953.28 | 2.2426
2017-12-08 | 9:00 | N | 1 | 8.6 | 10.25 | 7 | 9:00 | 156 | 343 | 2872 | 2219 | 156 | 2949.8 | 29438 | 15533 | 48076.8 | 54369.48 | 0.88426
2017-12-08 | 10:00 | N | 1.8 | 6.62 | 7.58 | 6 | 10:00 | 196 | 315 | 2872 | 2219 | 352.8 | 2085.3 | 21769.76 | 13314 | 37521.86 | 53309.69 | 0.70385
2017-12-08 | 11:00 | N | 1.2 | 4 | 6.01 | 1.11 | 11:00 | 226 | 326 | 2842 | 1635 | 271.2 | 1304 | 17080.42 | 1814.85 | 20470.47 | 51439.59 | 0.39795
2017-12-08 | 12:00 | N | 1.08 | 3.1 | 5.02 | 1 | 12:00 | 222 | 319 | 2842 | 1635 | 239.76 | 988.9 | 14266.84 | 1635 | 17130.5 | 49410.18 | 0.3467
2017-12-08 | 13:00 | N | 2 | 3.11 | 4.11 | 1 | 13:00 | 195 | 299 | 2842 | 1635 | 390 | 929.89 | 11680.62 | 1635 | 14635.51 | 47614.62 | 0.30737
2017-12-08 | 14:00 | N | 1.78 | 3.1 | 3.71 | 0.99 | 14:00 | 205 | 237 | 2842 | 1635 | 364.9 | 734.7 | 10543.82 | 1618.65 | 13262.07 | 45708.79 | 0.29014
2017-12-08 | 15:00 | N | 2 | 3 | 3.26 | 1 | 15:00 | 212 | 213 | 2842 | 1380 | 424 | 639 | 9264.92 | 1380 | 11707.92 | 44175.1 | 0.26503
2017-12-08 | 16:00 | N | 1 | 3 | 4 | 0.99 | 16:00 | 191 | 237 | 2842 | 1380 | 191 | 711 | 11368 | 1366.2 | 13636.2 | 42720.7 | 0.31919
2017-12-08 | 17:00 | N | 0.35 | 3.06 | 5.06 | 1 | 17:00 | 218 | 258 | 2842 | 1380 | 76.3 | 789.48 | 14380.52 | 1380 | 16626.3 | 41735.06 | 0.39838
2017-12-08 | 18:00 | N | 2.01 | 9.25 | 10.25 | 1 | 18:00 | 240 | 365 | 2842 | 1380 | 482.4 | 3376.25 | 29130.5 | 1380 | 34369.15 | 41994.19 | 0.81843
2017-12-08 | 19:00 | N | 2.24 | 10.03 | 18.42 | 0.99 | 19:00 | 320 | 214 | 2842 | 1426 | 716.8 | 2146.42 | 52349.64 | 1411.74 | 56624.6 | 44721.31 | 1.2662
2017-12-08 | 20:00 | N | 1.83 | 4.18 | 12.26 | 0.99 | 20:00 | 322 | 178 | 2842 | 1426 | 589.26 | 744.04 | 34842.92 | 1411.74 | 37587.96 | 47347.99 | 0.79387
2017-12-08 | 21:00 | N | 3.11 | 4.36 | 8.73 | 0.97 | 21:00 | 337 | 173 | 2842 | 1426 | 1048.07 | 754.28 | 24810.66 | 1383.22 | 27996.23 | 47809.08 | 0.58558
2017-12-08 | 22:00 | N | 1.54 | 3.32 | 5.48 | 0.97 | 22:00 | 394 | 194 | 2842 | 1426 | 606.76 | 644.08 | 15574.16 | 1383.22 | 18208.22 | 47985.74 | 0.37945
2017-12-08 | 23:00 | N | 6 | 3.53 | 3.89 | 0.75 | 23:00 | 389 | 265 | 2985 | 1111 | 2334 | 935.45 | 11611.65 | 833.25 | 15714.35 | 47541.76 | 0.33054
2017-12-08 | 24:00 | N | 4.01 | 4.55 | 5 | 0.75 | 24:00 | 362 | 243 | 2985 | 1111 | 1451.62 | 1105.65 | 14925 | 833.25 | 18315.52 | 46207 | 0.39638
2017-12-09 | 1:00 | N | 3.5 | 4.05 | 4.25 | 0.75 | 1:00 | 294 | 212 | 2985 | 1111 | 1029 | 858.6 | 12686.25 | 833.25 | 15407.1 | 44575.42 | 0.34564
2017-12-09 | 2:00 | N | 1.18 | 1.44 | 2.5 | 0.75 | 2:00 | 236 | 179 | 2985 | 1111 | 278.48 | 257.76 | 7462.5 | 833.25 | 8831.99 | 43244.5 | 0.20423
2017-12-09 | 3:00 | N | 2.31 | 1.33 | 2.5 | 2 | 3:00 | 201 | 205 | 2985 | 1717 | 464.31 | 272.65 | 7462.5 | 3434 | 11633.46 | 42554.65 | 0.27338
2017-12-09 | 4:00 | N | 1 | 1.33 | 2.47 | 2 | 4:00 | 185 | 205 | 2985 | 1717 | 185 | 272.65 | 7372.95 | 3434 | 11264.6 | 42349.12 | 0.26599
2017-12-09 | 5:00 | N | 2.61 | 2.42 | 2.42 | 1.83 | 5:00 | 207 | 283 | 2985 | 1717 | 540.27 | 684.86 | 7223.7 | 3142.11 | 11590.94 | 42504.9 | 0.2727
2017-12-09 | 6:00 | N | 5.51 | 6 | 3.2 | 0.99 | 6:00 | 327 | 438 | 2985 | 1717 | 1801.77 | 2628 | 9552 | 1699.83 | 15681.6 | 43109.61 | 0.36376
2017-12-09 | 7:00 | N | 1.84 | 8.45 | 8.09 | 6.44 | 7:00 | 249 | 556 | 2872 | 2219 | 458.16 | 4698.2 | 23234.48 | 14290.36 | 42681.2 | 44265.56 | 0.96421
2017-12-09 | 8:00 | N | 1 | 6.39 | 9.94 | 5.66 | 8:00 | 256 | 306 | 2872 | 2219 | 256 | 1955.34 | 28547.68 | 12559.54 | 43318.56 | 45969.34 | 0.94234
2017-12-09 | 9:00 | N | 1 | 7.75 | 12.3 | 7 | 9:00 | 156 | 343 | 2872 | 2219 | 156 | 2658.25 | 35325.6 | 15533 | 53672.85 | 47124.43 | 1.139
2017-12-09 | 10:00 | N | 1.51 | 5 | 7.25 | 5 | 10:00 | 196 | 315 | 2872 | 2219 | 295.96 | 1575 | 20822 | 11095 | 33787.96 | 46640.76 | 0.72443
2017-12-09 | 11:00 | N | 1 | 3.1 | 4.51 | 1.47 | 11:00 | 226 | 326 | 2842 | 1635 | 226 | 1010.6 | 12817.42 | 2403.45 | 16457.47 | 44776.05 | 0.36755
2017-12-09 | 12:00 | N | 1 | 2.5 | 4.25 | 1.35 | 12:00 | 222 | 319 | 2842 | 1635 | 222 | 797.5 | 12078.5 | 2207.25 | 15305.25 | 42490.73 | 0.3602
2017-12-09 | 13:00 | N | 1 | 2.5 | 4 | 1.44 | 13:00 | 195 | 299 | 2842 | 1635 | 195 | 747.5 | 11368 | 2354.4 | 14664.9 | 40127.11 | 0.36546
2017-12-09 | 14:00 | N | 1 | 2.5 | 3.11 | 1.17 | 14:00 | 205 | 237 | 2842 | 1635 | 205 | 592.5 | 8838.62 | 1912.95 | 11549.07 | 38099.28 | 0.30313
2017-12-09 | 15:00 | N | 2 | 2.5 | 3.11 | 1 | 15:00 | 212 | 213 | 2842 | 1380 | 424 | 532.5 | 8838.62 | 1380 | 11175.12 | 36556.87 | 0.30569
2017-12-09 | 16:00 | N | 0.5 | 2.11 | 3.11 | 1.15 | 16:00 | 191 | 237 | 2842 | 1380 | 95.5 | 500.07 | 8838.62 | 1587 | 11021.19 | 35337.26 | 0.31189
2017-12-09 | 17:00 | N | 0.27 | 2.54 | 3.34 | 1 | 17:00 | 218 | 258 | 2842 | 1380 | 58.86 | 655.32 | 9492.28 | 1380 | 11586.46 | 34695.35 | 0.33395
2017-12-09 | 18:00 | N | 1.63 | 8.34 | 9.9 | 2.99 | 18:00 | 240 | 365 | 2842 | 1380 | 391.2 | 3044.1 | 28135.8 | 4126.2 | 35697.3 | 34854.12 | 1.0242
2017-12-09 | 19:00 | N | 1.57 | 5 | 10.25 | 1.46 | 19:00 | 320 | 214 | 2842 | 1426 | 502.4 | 1070 | 29130.5 | 2081.96 | 32784.86 | 36859.53 | 0.88945
2017-12-09 | 20:00 | N | 1 | 4 | 8.44 | 1.39 | 20:00 | 322 | 178 | 2842 | 1426 | 322 | 712 | 23986.48 | 1982.14 | 27002.62 | 39054.91 | 0.6914
2017-12-09 | 21:00 | N | 1.8 | 4 | 7.21 | 1.01 | 21:00 | 337 | 173 | 2842 | 1426 | 606.6 | 692 | 20490.82 | 1440.26 | 23229.68 | 39616.66 | 0.58636
2017-12-09 | 22:00 | N | 2.32 | 4.39 | 5.64 | 1.01 | 22:00 | 394 | 194 | 2842 | 1426 | 914.08 | 851.66 | 16028.88 | 1440.26 | 19234.88 | 40015.87 | 0.48068
2017-12-09 | 23:00 | N | 5.94 | 3.24 | 4 | 0.75 | 23:00 | 389 | 265 | 2985 | 1111 | 2310.66 | 858.6 | 11940 | 833.25 | 15942.51 | 40056.11 | 0.398
2017-12-09 | 24:00 | N | 5.51 | 4 | 5 | 0.75 | 24:00 | 362 | 243 | 2985 | 1111 | 1994.62 | 972 | 14925 | 833.25 | 18724.87 | 39424.35 | 0.47496
2017-12-10 | 1:00 | N | 3.11 | 6 | 6.16 | 0.97 | 1:00 | 294 | 212 | 2985 | 1111 | 914.34 | 1272 | 18387.6 | 1077.67 | 21651.61 | 38435.84 | 0.56332
2017-12-10 | 2:00 | N | 0.45 | 3.39 | 4.25 | 0.97 | 2:00 | 236 | 179 | 2985 | 1111 | 106.2 | 606.81 | 12686.25 | 1077.67 | 14476.93 | 37606.61 | 0.38496
2017-12-10 | 3:00 | N | 1.28 | 3 | 4.25 | 1 | 3:00 | 201 | 205 | 2985 | 1717 | 257.28 | 615 | 12686.25 | 1717 | 15275.53 | 37279.48 | 0.40976
2017-12-10 | 4:00 | N | 0.52 | 3.11 | 4.25 | 1.14 | 4:00 | 185 | 205 | 2985 | 1717 | 96.2 | 637.55 | 12686.25 | 1957.38 | 15377.38 | 37265.42 | 0.41264
2017-12-10 | 5:00 | N | 3 | 4.1 | 4.3 | 1.39 | 5:00 | 207 | 283 | 2985 | 1717 | 621 | 1160.3 | 12835.5 | 2386.63 | 17003.43 | 37725.98 | 0.45071
2017-12-10 | 6:00 | N | 5.51 | 9.11 | 7.25 | 1 | 6:00 | 327 | 438 | 2985 | 1717 | 1801.77 | 3990.18 | 21641.25 | 1717 | 29150.2 | 38510.58 | 0.75694
2017-12-10 | 7:00 | N | 3.11 | 13.9 | 11.11 | 4.42 | 7:00 | 249 | 556 | 2872 | 2219 | 774.39 | 7728.4 | 31907.92 | 9807.98 | 50218.69 | 39779.8 | 1.2624
2017-12-10 | 8:00 | N | 1 | 3.75 | 9.98 | 3 | 8:00 | 256 | 306 | 2872 | 2219 | 256 | 1147.5 | 28662.56 | 6657 | 36723.06 | 41519.16 | 0.88448
2017-12-10 | 9:00 | N | 0.36 | 5.01 | 10.93 | 4.26 | 9:00 | 156 | 343 | 2872 | 2219 | 56.16 | 1718.43 | 31390.96 | 9452.94 | 42618.49 | 42804.95 | 0.99564
2017-12-10 | 10:00 | N | 0.68 | 3.75 | 10.59 | 3 | 10:00 | 196 | 315 | 2872 | 2219 | 133.28 | 1181.25 | 30414.48 | 6657 | 38386.01 | 42777.47 | 0.89734
2017-12-10 | 11:00 | N | 1 | 3.58 | 7.47 | 2.83 | 11:00 | 226 | 326 | 2842 | 1635 | 226 | 1167.08 | 21229.74 | 4627.05 | 27249.87 | 41193.56 | 0.66151
2017-12-10 | 12:00 | N | 1 | 3 | 5.47 | 2.1 | 12:00 | 222 | 319 | 2842 | 1635 | 222 | 957 | 15545.74 | 3433.5 | 20158.24 | 38895.44 | 0.51827
2017-12-10 | 13:00 | N | 2 | 3.1 | 6.01 | 2.1 | 13:00 | 195 | 299 | 2842 | 1635 | 390 | 926.9 | 17080.42 | 3433.5 | 21830.82 | 36928.59 | 0.59116
2017-12-10 | 14:00 | N | 1 | 3.33 | 6.01 | 2.58 | 14:00 | 205 | 237 | 2842 | 1635 | 205 | 789.21 | 17080.42 | 4218.3 | 22292.93 | 35443.91 | 0.62896
2017-12-10 | 15:00 | N | 2.11 | 3.1 | 6.01 | 2.35 | 15:00 | 212 | 213 | 2842 | 1380 | 447.32 | 660.3 | 17080.42 | 3243 | 21431.04 | 34435.31 | 0.62236
2017-12-10 | 16:00 | N | 1 | 3.22 | 6.01 | 2.47 | 16:00 | 191 | 237 | 2842 | 1380 | 191 | 763.14 | 17080.42 | 3408.6 | 21443.16 | 33714.41 | 0.63602
2017-12-10 | 17:00 | N | 1 | 4 | 6.11 | 2.4 | 17:00 | 218 | 258 | 2842 | 1380 | 218 | 1032 | 17364.62 | 3312 | 21926.62 | 33550.38 | 0.65354
2017-12-10 | 18:00 | N | 1.17 | 15 | 17.51 | 2.99 | 18:00 | 240 | 365 | 2842 | 1380 | 280.8 | 5475 | 49763.42 | 4126.2 | 59645.42 | 33841.36 | 1.7625
2017-12-10 | 19:00 | N | 1 | 5 | 12.44 | 1 | 19:00 | 320 | 214 | 2842 | 1426 | 320 | 1070 | 35354.48 | 1426 | 38170.48 | 36136.16 | 1.0563
2017-12-10 | 20:00 | N | 1.96 | 4 | 11.32 | 1.24 | 20:00 | 322 | 178 | 2842 | 1426 | 631.12 | 712 | 32171.44 | 1768.24 | 35282.8 | 38700.87 | 0.91168
2017-12-10 | 21:00 | N | 2 | 4 | 7.47 | 1.2 | 21:00 | 337 | 173 | 2842 | 1426 | 674 | 692 | 21229.74 | 1711.2 | 24306.94 | 39364.7 | 0.61748
2017-12-10 | 22:00 | N | 4.22 | 3.95 | 5.25 | 1.44 | 22:00 | 394 | 194 | 2842 | 1426 | 1662.68 | 766.3 | 14920.5 | 2053.44 | 19402.92 | 39383.82 | 0.49266
2017-12-10 | 23:00 | N | 5.21 | 4 | 4.95 | 0.97 | 23:00 | 389 | 265 | 2985 | 1111 | 2026.69 | 1060 | 14775.75 | 1077.67 | 18940.11 | 38721.79 | 0.48913
2017-12-10 | 24:00 | N | 4.31 | 3.9 | 4.72 | 0.97 | 24:00 | 362 | 243 | 2985 | 1111 | 1560.22 | 947.7 | 14089.2 | 1077.67 | 17674.79 | 37096.08 | 0.47646
2017-12-11 | 1:00 | N | 3.5 | 6 | 6.02 | 0.97 | 1:00 | 294 | 212 | 2985 | 1111 | 1029 | 1272 | 17969.7 | 1077.67 | 21348.37 | 35314.87 | 0.60452
2017-12-11 | 2:00 | N | 2.11 | 5 | 6.02 | 0.97 | 2:00 | 236 | 179 | 2985 | 1111 | 497.96 | 895 | 17969.7 | 1077.67 | 20440.33 | 34285.92 | 0.59617
2017-12-11 | 3:00 | N | 2.55 | 4.71 | 4.91 | 0.99 | 3:00 | 201 | 205 | 2985 | 1717 | 512.55 | 965.55 | 14656.35 | 1699.83 | 17834.28 | 34032.57 | 0.52404
2017-12-11 | 4:00 | N | 1 | 2.51 | 3.16 | 0.99 | 4:00 | 185 | 205 | 2985 | 1717 | 185 | 514.55 | 9432.6 | 1699.83 | 11831.98 | 34263.87 | 0.34532
2017-12-11 | 5:00 | N | 3.11 | 5.44 | 5.64 | 0.99 | 5:00 | 207 | 283 | 2985 | 1717 | 643.77 | 1539.52 | 16835.4 | 1699.83 | 20718.52 | 34992.47 | 0.59209
2017-12-11 | 6:00 | N | 5.51 | 12 | 10.25 | 1.26 | 6:00 | 327 | 438 | 2985 | 1717 | 1801.77 | 5256 | 30596.25 | 2163.42 | 39817.44 | 36612.26 | 1.0875
2017-12-11 | 7:00 | N | 1.69 | 16.93 | 16.93 | 4.22 | 7:00 | 249 | 556 | 2872 | 2219 | 420.81 | 9413.08 | 48622.96 | 9364.18 | 67821.03 | 39883.73 | 1.7005
2017-12-11 | 8:00 | N | 1 | 6.78 | 13.77 | 2.99 | 8:00 | 256 | 306 | 2872 | 2219 | 256 | 2074.68 | 39547.44 | 6634.81 | 48512.93 | 44530.66 | 1.0894
2017-12-11 | 9:00 | N | 0.5 | 7.83 | 10.25 | 2.99 | 9:00 | 156 | 343 | 2872 | 2219 | 78 | 2685.69 | 29438 | 6634.81 | 38836.5 | 45587.12 | 0.85192
2017-12-11 | 10:00 | N | 0.78 | 6.54 | 8.51 | 2.99 | 10:00 | 196 | 315 | 2872 | 2219 | 152.88 | 2060.1 | 24440.72 | 6634.81 | 33288.51 | 43790.02 | 0.76018
2017-12-11 | 11:00 | N | 1.13 | 4.53 | 6.01 | 2 | 11:00 | 226 | 326 | 2842 | 1635 | 255.38 | 1476.78 | 17080.42 | 3270 | 22082.58 | 41694.3 | 0.52963
2017-12-11 | 12:00 | N | 1 | 2.11 | 3.9 | 1.83 | 12:00 | 222 | 319 | 2842 | 1635 | 222 | 673.09 | 11083.8 | 2992.05 | 14970.94 | 39748.91 | 0.37664
2017-12-11 | 13:00 | N | 2.41 | 3.88 | 7.11 | 2 | 13:00 | 195 | 299 | 2842 | 1635 | 469.95 | 1160.12 | 20206.62 | 3270 | 25106.69 | 38172.57 | 0.65772
2017-12-11 | 14:00 | N | 1 | 3.1 | 6.43 | 2 | 14:00 | 205 | 237 | 2842 | 1635 | 205 | 734.7 | 18274.06 | 3270 | 22483.76 | 37118.93 | 0.60572
2017-12-11 | 15:00 | N | 1.25 | 3 | 4 | 1.42 | 15:00 | 212 | 213 | 2842 | 1380 | 265 | 639 | 11368 | 1959.6 | 14231.6 | 36646.75 | 0.38835
2017-12-11 | 16:00 | N | 0.53 | 3 | 4 | 1.42 | 16:00 | 191 | 237 | 2842 | 1380 | 101.23 | 711 | 11368 | 1959.6 | 14139.83 | 36305.44 | 0.38947
2017-12-11 | 17:00 | N | 0.31 | 4 | 5.41 | 1.04 | 17:00 | 218 | 258 | 2842 | 1380 | 67.58 | 1032 | 15375.22 | 1435.2 | 17910 | 36026.28 | 0.49714
2017-12-11 | 18:00 | N | 1.18 | 13.28 | 20 | 2.99 | 18:00 | 240 | 365 | 2842 | 1380 | 283.2 | 4847.2 | 56840 | 4126.2 | 66096.6 | 36099.03 | 1.831
2017-12-11 | 19:00 | N | 1.79 | 5 | 12 | 0.99 | 19:00 | 320 | 214 | 2842 | 1426 | 572.8 | 1070 | 34104 | 1411.74 | 37158.54 | 37877.75 | 0.98101
2017-12-11 | 20:00 | N | 1.51 | 4 | 10.25 | 1 | 20:00 | 322 | 178 | 2842 | 1426 | 486.22 | 712 | 29130.5 | 1426 | 31754.72 | 39813.98 | 0.79758
2017-12-11 | 21:00 | N | 2.12 | 4 | 7.01 | 1.22 | 21:00 | 337 | 173 | 2842 | 1426 | 714.44 | 692 | 19922.42 | 1739.72 | 23068.58 | 39827.57 | 0.57921
2017-12-11 | 22:00 | N | 3.5 | 5.35 | 6.01 | 1.22 | 22:00 | 394 | 194 | 2842 | 1426 | 1379 | 1037.9 | 17080.42 | 1739.72 | 21237.04 | 39518.65 | 0.53739
2017-12-11 | 23:00 | N | 4.29 | 4.88 | 5.39 | 0.97 | 23:00 | 389 | 265 | 2985 | 1111 | 1668.81 | 1293.2 | 16089.15 | 1077.67 | 20128.83 | 38323.28 | 0.52524
2017-12-11 | 24:00 | N | 4.23 | 3.97 | 6.01 | 0.97 | 24:00 | 362 | 243 | 2985 | 1111 | 1531.26 | 964.71 | 17939.85 | 1077.67 | 21513.49 | 36077.61 | 0.59631
2017-12-12 | 1:00 | N | 10 | 5.22 | 4.25 | 0.75 | 1:00 | 294 | 212 | 2985 | 1111 | 2940 | 1106.64 | 12686.25 | 833.25 | 17566.14 | 33832.6 | 0.51921
2017-12-12 | 2:00 | N | 4.36 | 3.05 | 4 | 0.75 | 2:00 | 236 | 179 | 2985 | 1111 | 1028.96 | 545.95 | 11940 | 833.25 | 14348.16 | 32443.51 | 0.44225
2017-12-12 | 3:00 | N | 7.36 | 2.7 | 4 | 0.99 | 3:00 | 201 | 205 | 2985 | 1717 | 1479.36 | 553.5 | 11940 | 1699.83 | 15672.69 | 31902.68 | 0.49127
2017-12-12 | 4:00 | N | 0.88 | 2.51 | 4 | 0.99 | 4:00 | 185 | 205 | 2985 | 1717 | 162.8 | 514.55 | 11940 | 1699.83 | 14317.18 | 31790.9 | 0.45035
2017-12-12 | 5:00 | N | 3.5 | 5 | 4.25 | 0.99 | 5:00 | 207 | 283 | 2985 | 1717 | 724.5 | 1415 | 12686.25 | 1699.83 | 16525.58 | 32196.34 | 0.51328
2017-12-12 | 6:00 | N | 9.11 | 12 | 7.25 | 1.25 | 6:00 | 327 | 438 | 2985 | 1717 | 2978.97 | 5256 | 21641.25 | 2146.25 | 32022.47 | 33405.09 | 0.95861
2017-12-12 | 7:00 | N | 1 | 15.39 | 15.39 | 4.42 | 7:00 | 249 | 556 | 2872 | 2219 | 249 | 8556.84 | 44200.08 | 9807.98 | 62813.9 | 36328.11 | 1.7291
2017-12-12 | 8:00 | N | 0.58 | 4.19 | 10.29 | 2.99 | 8:00 | 256 | 306 | 2872 | 2219 | 148.48 | 1282.14 | 29552.88 | 6634.81 | 37618.31 | 40788.22 | 0.92228
2017-12-12 | 9:00 | N | 0.44 | 7.35 | 9.14 | 2.75 | 9:00 | 156 | 343 | 2872 | 2219 | 68.64 | 2521.05 | 26250.08 | 6102.25 | 34942.02 | 42057.1 | 0.83082
2017-12-12 | 10:00 | N | 0.16 | 6.08 | 7.81 | 1.66 | 10:00 | 196 | 315 | 2872 | 2219 | 31.36 | 1915.2 | 22430.32 | 3683.54 | 28060.42 | 41053.62 | 0.68351
2017-12-12 | 11:00 | N | 1 | 4.5 | 7.11 | 1.22 | 11:00 | 226 | 326 | 2842 | 1635 | 226 | 1467 | 20206.62 | 1994.7 | 23894.32 | 40263.13 | 0.59345
2017-12-12 | 12:00 | N | 0.82 | 2.11 | 6.79 | 1 | 12:00 | 222 | 319 | 2842 | 1635 | 182.04 | 673.09 | 19297.18 | 1635 | 21787.31 | 39437.27 | 0.55245
2017-12-12 | 13:00 | N | 1 | 3.42 | 7.11 | 1 | 13:00 | 195 | 299 | 2842 | 1635 | 195 | 1022.58 | 20206.62 | 1635 | 23059.2 | 38470.4 | 0.5994
2017-12-12 | 14:00 | N | 0.2 | 2.67 | 6.74 | 1 | 14:00 | 205 | 237 | 2842 | 1635 | 41 | 632.79 | 19155.08 | 1635 | 21463.87 | 37584.71 | 0.57108
2017-12-12 | 15:00 | N | 0.52 | 2.54 | 4 | 1 | 15:00 | 212 | 213 | 2842 | 1380 | 110.24 | 541.02 | 11368 | 1380 | 13399.26 | 36950.39 | 0.36263
2017-12-12 | 16:00 | N | 0.05 | 2.4 | 4 | 1 | 16:00 | 191 | 237 | 2842 | 1380 | 9.55 | 568.8 | 11368 | 1380 | 13326.35 | 36407.52 | 0.36603
2017-12-12 | 17:00 | N | 0.16 | 3.92 | 6.45 | 1.34 | 17:00 | 218 | 258 | 2842 | 1380 | 34.88 | 1011.36 | 18330.9 | 1849.2 | 21226.34 | 36209.86 | 0.5862
2017-12-12 | 18:00 | N | 2.95 | 12.71 | 15.3 | 2.75 | 18:00 | 240 | 365 | 2842 | 1380 | 708 | 4639.15 | 43482.6 | 3795 | 52624.75 | 36619.42 | 1.4371
2017-12-12 | 19:00 | N | 1.82 | 4.35 | 12.25 | 1.36 | 19:00 | 320 | 214 | 2842 | 1426 | 582.4 | 930.9 | 34814.5 | 1939.36 | 38267.16 | 39030.45 | 0.98044
2017-12-12 | 20:00 | N | 1.22 | 3.48 | 10.25 | 0.99 | 20:00 | 322 | 178 | 2842 | 1426 | 392.84 | 619.44 | 29130.5 | 1411.74 | 31554.52 | 41687.33 | 0.75693
2017-12-12 | 21:00 | N | 0.54 | 3.5 | 4.77 | 0.99 | 21:00 | 337 | 173 | 2842 | 1426 | 181.98 | 605.5 | 13556.34 | 1411.74 | 15755.56 | 42332.55 | 0.37219
2017-12-12 | 22:00 | N | 2 | 3.9 | 4.1 | 0.99 | 22:00 | 394 | 194 | 2842 | 1426 | 788 | 756.6 | 11652.2 | 1411.74 | 14608.54 | 42649.06 | 0.34253
2017-12-12 | 23:00 | N | 6 | 4.04 | 4.24 | 0.97 | 23:00 | 389 | 265 | 2985 | 1111 | 2334 | 1070.6 | 12656.4 | 1077.67 | 17138.67 | 41994.39 | 0.40812
2017-12-12 | 24:00 | N | 5.35 | 3.11 | 5 | 0.97 | 24:00 | 362 | 243 | 2985 | 1111 | 1936.7 | 755.73 | 14925 | 1077.67 | 18695.1 | 40065.17 | 0.46662
2017-12-13 | 1:00 | N | 3.8 | 5.72 | 5.18 | 0.97 | 1:00 | 294 | 212 | 2985 | 1111 | 1117.2 | 1212.64 | 15462.3 | 1077.67 | 18869.81 | 38124.49 | 0.49495
2017-12-13 | 2:00 | N | 2.99 | 3.19 | 4 | 0.75 | 2:00 | 236 | 179 | 2985 | 1111 | 705.64 | 571.01 | 11940 | 833.25 | 14049.9 | 36951.13 | 0.38023
2017-12-13 | 3:00 | N | 3.95 | 2.56 | 4 | 0.99 | 3:00 | 201 | 205 | 2985 | 1717 | 793.95 | 524.8 | 11940 | 1699.83 | 14958.58 | 36691.54 | 0.40768
2017-12-13 | 4:00 | N | 2.11 | 2.51 | 4 | 1 | 4:00 | 185 | 205 | 2985 | 1717 | 390.35 | 514.55 | 11940 | 1717 | 14561.9 | 36820.86 | 0.39548
2017-12-13 | 5:00 | N | 3.5 | 6 | 4.02 | 0.99 | 5:00 | 207 | 283 | 2985 | 1717 | 724.5 | 1698 | 11999.7 | 1699.83 | 16122.03 | 37460.55 | 0.43037
2017-12-13 | 6:00 | N | 9.11 | 14.41 | 4 | 1.32 | 6:00 | 327 | 438 | 2985 | 1717 | 2978.97 | 6311.58 | 11940 | 2266.44 | 23496.99 | 38875.98 | 0.60441
2017-12-13 | 7:00 | N | 2 | 16.12 | 15.6 | 6 | 7:00 | 249 | 556 | 2872 | 2219 | 498 | 8962.72 | 44803.2 | 13314 | 67577.92 | 42108.73 | 1.6048
2017-12-13 | 8:00 | N | 1 | 4.97 | 10.75 | 4.22 | 8:00 | 256 | 306 | 2872 | 2219 | 256 | 1520.82 | 30874 | 9364.18 | 42015 | 46659.61 | 0.90046
2017-12-13 | 9:00 | N | 0.43 | 6.22 | 7.25 | 4.22 | 9:00 | 156 | 343 | 2872 | 2219 | 67.08 | 2133.46 | 20822 | 9364.18 | 32386.72 | 47645.57 | 0.67974
2017-12-13 | 10:00 | N | 0.51 | 5.74 | 6.46 | 4.4 | 10:00 | 196 | 315 | 2872 | 2219 | 99.96 | 1808.1 | 18553.12 | 9763.6 | 30224.78 | 46005.59 | 0.65698
2017-12-13 | 11:00 | N | 2.11 | 4.16 | 6.58 | 0.99 | 11:00 | 226 | 326 | 2842 | 1635 | 476.86 | 1356.16 | 18700.36 | 1618.65 | 22152.03 | 44091.27 | 0.50241
2017-12-13 | 12:00 | N | 1.7 | 3 | 6.19 | 0.99 | 12:00 | 222 | 319 | 2842 | 1635 | 377.4 | 957 | 17591.98 | 1618.65 | 20545.03 | 42212 | 0.48671
2017-12-13 | 13:00 | N | 1.87 | 3 | 5.48 | 1 | 13:00 | 195 | 299 | 2842 | 1635 | 364.65 | 897 | 15574.16 | 1635 | 18470.81 | 40260.54 | 0.45878
2017-12-13 | 14:00 | N | 1 | 3 | 6.11 | 1.17 | 14:00 | 205 | 237 | 2842 | 1635 | 205 | 711 | 17364.62 | 1912.95 | 20193.57 | 38668.85 | 0.52222
2017-12-13 | 15:00 | N | 1 | 2.82 | 6.25 | 0.99 | 15:00 | 212 | 213 | 2842 | 1380 | 212 | 600.66 | 17762.5 | 1366.2 | 19941.36 | 37698.96 | 0.52896
2017-12-13 | 16:00 | N | 0.22 | 2.51 | 6.11 | 1.42 | 16:00 | 191 | 237 | 2842 | 1380 | 42.02 | 594.87 | 17364.62 | 1959.6 | 19961.11 | 37026.62 | 0.5391
2017-12-13 | 17:00 | N | 0.08 | 3.59 | 5.28 | 1.27 | 17:00 | 218 | 258 | 2842 | 1380 | 17.44 | 926.22 | 15005.76 | 1752.6 | 17702.02 | 36647.19 | 0.48304
2017-12-13 | 18:00 | N | 1 | 13.08 | 17.58 | 2.99 | 18:00 | 240 | 365 | 2842 | 1380 | 240 | 4774.2 | 49962.36 | 4126.2 | 59102.76 | 37091.15 | 1.5934
2017-12-13 | 19:00 | N | 1 | 4 | 13.28 | 1.39 | 19:00 | 320 | 214 | 2842 | 1426 | 320 | 856 | 37741.76 | 1982.14 | 40899.9 | 39441.22 | 1.037
2017-12-13 | 20:00 | N | 1 | 4 | 8.54 | 0.99 | 20:00 | 322 | 178 | 2842 | 1426 | 322 | 712 | 24270.68 | 1411.74 | 26716.42 | 41548.2 | 0.64302
2017-12-13 | 21:00 | N | 1 | 4 | 5.65 | 0.99 | 21:00 | 337 | 173 | 2842 | 1426 | 337 | 692 | 16057.3 | 1411.74 | 18498.04 | 41625.63 | 0.44439
2017-12-13 | 22:00 | N | 3.31 | 3.6 | 5.14 | 0.99 | 22:00 | 394 | 194 | 2842 | 1426 | 1304.14 | 698.4 | 14607.88 | 1411.74 | 18022.16 | 41431.87 | 0.43498
2017-12-13 | 23:00 | N | 6 | 4.02 | 6.26 | 0.97 | 23:00 | 389 | 265 | 2985 | 1111 | 2334 | 1065.3 | 18686.1 | 1077.67 | 23163.07 | 40251.68 | 0.57546
2017-12-13 | 24:00 | N | 4.01 | 3.01 | 6.26 | 0.75 | 24:00 | 362 | 243 | 2985 | 1111 | 1451.62 | 731.43 | 18686.1 | 833.25 | 21702.4 | 37880.5 | 0.57292
2017-12-14 | 1:00 | N | 3.5 | 6.1 | 4.68 | 0.97 | 1:00 | 294 | 212 | 2985 | 1111 | 1029 | 1293.2 | 13969.8 | 1077.67 | 17369.67 | 35523.57 | 0.48896
2017-12-14 | 2:00 | N | 2.11 | 3.11 | 3.36 | 0.75 | 2:00 | 236 | 179 | 2985 | 1111 | 497.96 | 556.69 | 10029.6 | 833.25 | 11917.5 | 34054.03 | 0.34996
2017-12-14 | 3:00 | N | 3.01 | 2.86 | 3.31 | 0.99 | 3:00 | 201 | 205 | 2985 | 1717 | 605.01 | 586.3 | 9880.35 | 1699.83 | 12771.49 | 33501.66 | 0.38122
2017-12-14 | 4:00 | N | 1.46 | 2.61 | 3.31 | 0.99 | 4:00 | 185 | 205 | 2985 | 1717 | 270.1 | 535.05 | 9880.35 | 1699.83 | 12385.33 | 33451.29 | 0.37025
2017-12-14 | 5:00 | N | 3.5 | 6 | 4 | 0.99 | 5:00 | 207 | 283 | 2985 | 1717 | 724.5 | 1698 | 11940 | 1699.83 | 16062.33 | 33856.81 | 0.47442
2017-12-14 | 6:00 | N | 4.53 | 12.99 | 4.91 | 1.3 | 6:00 | 327 | 438 | 2985 | 1717 | 1481.31 | 5689.62 | 14656.35 | 2232.1 | 24059.38 | 35114.01 | 0.68518
2017-12-14 | 7:00 | N | 1.06 | 18.26 | 15.26 | 5.22 | 7:00 | 249 | 556 | 2872 | 2219 | 263.94 | 10152.56 | 43826.72 | 11583.18 | 65826.4 | 38028.12 | 1.731
2017-12-14 | 8:00 | N | 1 | 5.84 | 12.45 | 3.64 | 8:00 | 256 | 306 | 2872 | 2219 | 256 | 1787.04 | 35756.4 | 8077.16 | 45876.6 | 42106.72 | 1.0895
2017-12-14 | 9:00 | N | 1 | 7.13 | 9.42 | 2.99 | 9:00 | 156 | 343 | 2872 | 2219 | 156 | 2445.59 | 27054.24 | 6634.81 | 36290.64 | 43181.42 | 0.84042
2017-12-14 | 10:00 | N | 1 | 5.92 | 7.02 | 2.99 | 10:00 | 196 | 315 | 2872 | 2219 | 196 | 1864.8 | 20161.44 | 6634.81 | 28857.05 | 42210.92 | 0.68364
2017-12-14 | 11:00 | N | 1.37 | 3.85 | 6.01 | 1 | 11:00 | 226 | 326 | 2842 | 1635 | 309.62 | 1255.1 | 17080.42 | 1635 | 20280.14 | 41238.8 | 0.49177
2017-12-14 | 12:00 | N | 1.76 | 3 | 5.11 | 1.07 | 12:00 | 222 | 319 | 2842 | 1635 | 390.72 | 957 | 14522.62 | 1749.45 | 17619.79 | 40198.07 | 0.43832
2017-12-14 | 13:00 | N | 2.11 | 3 | 6.25 | 1 | 13:00 | 195 | 299 | 2842 | 1635 | 411.45 | 897 | 17762.5 | 1635 | 20705.95 | 39040.78 | 0.53037
2017-12-14 | 14:00 | N | 1.65 | 3 | 4.61 | 1 | 14:00 | 205 | 237 | 2842 | 1635 | 338.25 | 711 | 13101.62 | 1635 | 15785.87 | 37941.33 | 0.41606
2017-12-14 | 15:00 | N | 2.32 | 3 | 4.61 | 1 | 15:00 | 212 | 213 | 2842 | 1380 | 491.84 | 639 | 13101.62 | 1380 | 15612.46 | 37253.65 | 0.41909
2017-12-14 | 16:00 | N | 0.77 | 2.51 | 4.61 | 1.22 | 16:00 | 191 | 237 | 2842 | 1380 | 147.07 | 594.87 | 13101.62 | 1683.6 | 15527.16 | 36731.78 | 0.42272
2017-12-14 | 17:00 | N | 0.33 | 4 | 5.11 | 1 | 17:00 | 218 | 258 | 2842 | 1380 | 71.94 | 1032 | 14522.62 | 1380 | 17006.56 | 36565.97 | 0.46509
2017-12-14 | 18:00 | N | 1.23 | 10.61 | 13.39 | 1 | 18:00 | 240 | 365 | 2842 | 1380 | 295.2 | 3872.65 | 38054.38 | 1380 | 43602.23 | 37122.29 | 1.1746
2017-12-14 | 19:00 | N | 2 | 4.59 | 10.55 | 1 | 19:00 | 320 | 214 | 2842 | 1426 | 640 | 982.26 | 29983.1 | 1426 | 33031.36 | 39309.5 | 0.84029
2017-12-14 | 20:00 | N | 1.94 | 4 | 10.6 | 0.99 | 20:00 | 322 | 178 | 2842 | 1426 | 624.68 | 712 | 30125.2 | 1411.74 | 32873.62 | 41172.54 | 0.79844
2017-12-14 | 21:00 | N | 1 | 4 | 6.01 | 0.99 | 21:00 | 337 | 173 | 2842 | 1426 | 337 | 692 | 17080.42 | 1411.74 | 19521.16 | 41388.92 | 0.47165
2017-12-14 | 22:00 | N | 2.35 | 2.85 | 4.75 | 0.99 | 22:00 | 394 | 194 | 2842 | 1426 | 925.9 | 552.9 | 13499.5 | 1411.74 | 16390.04 | 41336.89 | 0.3965
2017-12-14 | 23:00 | N | 3.5 | 2.99 | 4 | 0.97 | 23:00 | 389 | 265 | 2985 | 1111 | 1361.5 | 792.35 | 11940 | 1077.67 | 15171.52 | 40253.86 | 0.3769
2017-12-14 | 24:00 | N | 3.5 | 3 | 4 | 0.97 | 24:00 | 362 | 243 | 2985 | 1111 | 1267 | 729 | 11940 | 1077.67 | 15013.67 | 38047.35 | 0.3946
2017-12-15 | 1:00 | N | 3.44 | 3.25 | 3.25 | 0.51 | 1:00 | 294 | 212 | 2985 | 1111 | 1011.36 | 689 | 9701.25 | 566.61 | 11968.22 | 35822.63 | 0.3341
2017-12-15 | 2:00 | N | 2.06 | 2.61 | 3 | 0.51 | 2:00 | 236 | 179 | 2985 | 1111 | 486.16 | 467.19 | 8955 | 566.61 | 10474.96 | 34454.67 | 0.30402
2017-12-15 | 3:00 | N | 2.61 | 2.51 | 2.71 | 0.97 | 3:00 | 201 | 205 | 2985 | 1717 | 524.61 | 514.55 | 8089.35 | 1665.49 | 10794 | 33903.45 | 0.31837
2017-12-15 | 4:00 | N | 1 | 2.51 | 2.81 | 0.97 | 4:00 | 185 | 205 | 2985 | 1717 | 185 | 514.55 | 8387.85 | 1665.49 | 10752.89 | 33894.87 | 0.31724
2017-12-15 | 5:00 | N | 2.99 | 3.11 | 3.03 | 0.97 | 5:00 | 207 | 283 | 2985 | 1717 | 618.93 | 880.13 | 9044.55 | 1665.49 | 12209.1 | 34360.42 | 0.35532
2017-12-15 | 6:00 | N | 4.01 | 8.81 | 4 | 0.97 | 6:00 | 327 | 438 | 2985 | 1717 | 1311.27 | 3858.78 | 11940 | 1665.49 | 18775.54 | 35730.88 | 0.52547
2017-12-15 | 7:00 | N | 1.2 | 15 | 9.38 | 2.39 | 7:00 | 249 | 556 | 2872 | 2219 | 298.8 | 8340 | 26939.36 | 5303.41 | 40881.57 | 38689.03 | 1.0567
2017-12-15 | 8:00 | N | 1 | 4.15 | 9.3 | 2.85 | 8:00 | 256 | 306 | 2872 | 2219 | 256 | 1269.9 | 26709.6 | 6324.15 | 34559.65 | 42950.17 | 0.80465
2017-12-15 | 9:00 | N | 0.66 | 9.75 | 14.02 | 2.99 | 9:00 | 156 | 343 | 2872 | 2219 | 102.96 | 3344.25 | 40265.44 | 6634.81 | 50347.46 | 44522.06 | 1.1308
2017-12-15 | 10:00 | N | 0.86 | 6.26 | 10.75 | 2.99 | 10:00 | 196 | 315 | 2872 | 2219 | 168.56 | 1971.9 | 30874 | 6634.81 | 39649.27 | 43903.3 | 0.9031
2017-12-15 | 11:00 | N | 1 | 5.94 | 7.07 | 0.99 | 11:00 | 226 | 326 | 2842 | 1635 | 226 | 1936.44 | 20092.94 | 1618.65 | 23874.03 | 43239.22 | 0.55214
2017-12-15 | 12:00 | N | 1.64 | 3.1 | 6.25 | 0.99 | 12:00 | 222 | 319 | 2842 | 1635 | 364.08 | 988.9 | 17762.5 | 1618.65 | 20734.13 | 42345.48 | 0.48964
2017-12-15 | 13:00 | N | 2.13 | 3 | 4 | 0.99 | 13:00 | 195 | 299 | 2842 | 1635 | 415.35 | 897 | 11368 | 1618.65 | 14299 | 41042.42 | 0.3484
2017-12-15 | 14:00 | N | 1.88 | 1.54 | 4 | 0.99 | 14:00 | 205 | 237 | 2842 | 1635 | 385.4 | 364.98 | 11368 | 1618.65 | 13737.03 | 39826.67 | 0.34492
2017-12-15 | 15:00 | N | 2.06 | 1.48 | 4 | 0.99 | 15:00 | 212 | 213 | 2842 | 1380 | 436.72 | 315.24 | 11368 | 1366.2 | 13486.16 | 38905.75 | 0.34664
2017-12-15 | 16:00 | N | 0.39 | 1.48 | 4 | 0.99 | 16:00 | 191 | 237 | 2842 | 1380 | 74.49 | 350.76 | 11368 | 1366.2 | 13159.45 | 38058.47 | 0.34577
2017-12-15 | 17:00 | N | 0.48 | 2.06 | 4.86 | 1.28 | 17:00 | 218 | 258 | 2842 | 1380 | 104.64 | 531.48 | 13812.12 | 1766.4 | 16214.64 | 37593.6 | 0.43131
2017-12-15 | 18:00 | N | 1.59 | 13.05 | 15.69 | 1.45 | 18:00 | 240 | 365 | 2842 | 1380 | 381.6 | 4763.25 | 44590.98 | 2001 | 51736.83 | 38069.95 | 1.359
2017-12-15 | 19:00 | N | 2 | 5 | 12.77 | 0.97 | 19:00 | 320 | 214 | 2842 | 1426 | 640 | 1070 | 36292.34 | 1383.22 | 39385.56 | 40559.55 | 0.97106
2017-12-15 | 20:00 | N | 2 | 3.71 | 9.43 | 0.97 | 20:00 | 322 | 178 | 2842 | 1426 | 644 | 660.38 | 26800.06 | 1383.22 | 29487.66 | 42572.41 | 0.69265
2017-12-15 | 21:00 | N | 2 | 4 | 7.03 | 0.97 | 21:00 | 337 | 173 | 2842 | 1426 | 674 | 692 | 19979.26 | 1383.22 | 22728.48 | 42757.14 | 0.53157
2017-12-15 | 22:00 | N | 2.19 | 3.08 | 6.11 | 0.97 | 22:00 | 394 | 194 | 2842 | 1426 | 862.86 | 597.52 | 17364.62 | 1383.22 | 20208.22 | 42694.73 | 0.47332
2017-12-15 | 23:00 | N | 4.01 | 4.18 | 5 | 0.61 | 23:00 | 389 | 265 | 2985 | 1111 | 1559.89 | 1107.7 | 14925 | 677.71 | 18270.3 | 42366.1 | 0.43125
2017-12-15 | 24:00 | N | 4.8 | 3.3 | 6.26 | 0.66 | 24:00 | 362 | 243 | 2985 | 1111 | 1737.6 | 801.9 | 18686.1 | 733.26 | 21958.86 | 41117.08 | 0.53406
2017-12-16 | 1:00 | N | 3.46 | 5.3 | 4.51 | 0.61 | 1:00 | 294 | 212 | 2985 | 1111 | 1017.24 | 1123.6 | 13462.35 | 677.71 | 16280.9 | 39570.12 | 0.41144
2017-12-16 | 2:00 | N | 2.11 | 3.05 | 3.25 | 0.5 | 2:00 | 236 | 179 | 2985 | 1111 | 497.96 | 545.95 | 9701.25 | 555.5 | 11300.66 | 38193.52 | 0.29588
2017-12-16 | 3:00 | N | 2.84 | 2.61 | 3.78 | 0.97 | 3:00 | 201 | 205 | 2985 | 1717 | 570.84 | 535.05 | 11283.3 | 1665.49 | 14054.68 | 37476.15 | 0.37503
2017-12-16 | 4:00 | N | 1 | 2.61 | 3.25 | 0.97 | 4:00 | 185 | 205 | 2985 | 1717 | 185 | 535.05 | 9701.25 | 1665.49 | 12086.79 | 37028.9 | 0.32642
2017-12-16 | 5:00 | N | 2.61 | 5.26 | 4.28 | 0.97 | 5:00 | 207 | 283 | 2985 | 1717 | 540.27 | 1488.58 | 12775.8 | 1665.49 | 16470.14 | 36842.09 | 0.44705
2017-12-16 | 6:00 | N | 5.51 | 9.93 | 4.93 | 0.97 | 6:00 | 327 | 438 | 2985 | 1717 | 1801.77 | 4349.34 | 14716.05 | 1665.49 | 22532.65 | 37104.24 | 0.60728
2017-12-16 | 7:00 | N | 3.12 | 14.48 | 7.67 | 2.75 | 7:00 | 249 | 556 | 2872 | 2219 | 776.88 | 8050.88 | 22028.24 | 6102.25 | 36958.25 | 38023.96 | 0.97197
2017-12-16 | 8:00 | N | 1 | 4.15 | 5.88 | 2.15 | 8:00 | 256 | 306 | 2872 | 2219 | 256 | 1269.9 | 16887.36 | 4770.85 | 23184.11 | 39619.32 | 0.58517
2017-12-16 | 9:00 | N | 0.25 | 6.05 | 6.25 | 2.99 | 9:00 | 156 | 343 | 2872 | 2219 | 39 | 2075.15 | 17950 | 6634.81 | 26698.96 | 41061.95 | 0.65021
2017-12-16 | 10:00 | N | 0.3 | 4.61 | 5.61 | 2.82 | 10:00 | 196 | 315 | 2872 | 2219 | 58.8 | 1452.15 | 16111.92 | 6257.58 | 23880.45 | 42045.32 | 0.56797
2017-12-16 | 11:00 | N | 1.56 | 6.72 | 7.72 | 0.99 | 11:00 | 226 | 326 | 2842 | 1635 | 352.56 | 2190.72 | 21940.24 | 1618.65 | 26102.17 | 41914.03 | 0.62275
2017-12-16 | 12:00 | N | 1.89 | 4 | 5.61 | 0.99 | 12:00 | 222 | 319 | 2842 | 1635 | 419.58 | 1276 | 15943.62 | 1618.65 | 19257.85 | 41117.67 | 0.46836
2017-12-16 | 13:00 | N | 2.11 | 4 | 6.11 | 0.99 | 13:00 | 195 | 299 | 2842 | 1635 | 411.45 | 1196 | 17364.62 | 1618.65 | 20590.72 | 40196.1 | 0.51226
2017-12-16 | 14:00 | N | 1.57 | 4 | 5.77 | 0.99 | 14:00 | 205 | 237 | 2842 | 1635 | 321.85 | 948 | 16398.34 | 1618.65 | 19286.84 | 39515.13 | 0.48809
2017-12-16 | 15:00 | N | 2.11 | 4 | 6.11 | 1 | 15:00 | 212 | 213 | 2842 | 1380 | 447.32 | 852 | 17364.62 | 1380 | 20043.94 | 39050.91 | 0.51328
2017-12-16 | 16:00 | N | 0.01 | 4 | 6.11 | 2 | 16:00 | 191 | 237 | 2842 | 1380 | 1.91 | 948 | 17364.62 | 2760 | 21074.53 | 38989.17 | 0.54052
2017-12-16 | 17:00 | N | 0.01 | 5.25 | 6.25 | 1.24 | 17:00 | 218 | 258 | 2842 | 1380 | 2.18 | 1354.5 | 17762.5 | 1711.2 | 20830.38 | 39349.99 | 0.52936
2017-12-16 | 18:00 | N | 1.88 | 10.8 | 11 | 1.27 | 18:00 | 240 | 365 | 2842 | 1380 | 451.2 | 3942 | 31262 | 1752.6 | 37407.8 | 40301.87 | 0.92819
2017-12-16 | 19:00 | N | 3.11 | 6 | 8.98 | 1 | 19:00 | 320 | 214 | 2842 | 1426 | 995.2 | 1284 | 25521.16 | 1426 | 29226.36 | 42184.34 | 0.69282
2017-12-16 | 20:00 | N | 2.45 | 4 | 7.68 | 0.95 | 20:00 | 322 | 178 | 2842 | 1426 | 788.9 | 712 | 21826.56 | 1354.7 | 24682.16 | 42906.21 | 0.57526
2017-12-16 | 21:00 | N | 1.99 | 4 | 4.51 | 0.95 | 21:00 | 337 | 173 | 2842 | 1426 | 670.63 | 692 | 12817.42 | 1354.7 | 15534.75 | 42636.84 | 0.36435
2017-12-16 | 22:00 | N | 3.11 | 4 | 6.25 | 0.95 | 22:00 | 394 | 194 | 2842 | 1426 | 1225.34 | 776 | 17762.5 | 1354.7 | 21118.54 | 42110.86 | 0.5015
2017-12-16 | 23:00 | N | 8.61 | 7.95 | 9.25 | 0.5 | 23:00 | 389 | 265 | 2985 | 1111 | 3349.29 | 2106.75 | 27611.25 | 555.5 | 33622.79 | 41232.76 | 0.81544
2017-12-16 | 24:00 | N | 7.26 | 5.26 | 6.26 | 0.5 | 24:00 | 362 | 243 | 2985 | 1111 | 2628.12 | 1278.18 | 18686.1 | 555.5 | 23147.9 | 39697.96 | 0.5831
2017-12-17 | 1:00 | N | 7.26 | 6 | 6.01 | 0.5 | 1:00 | 294 | 212 | 2985 | 1111 | 2134.44 | 1272 | 17939.85 | 555.5 | 21901.79 | 37847.93 | 0.57868
2017-12-17 | 2:00 | N | 3.5 | 5.21 | 5.7 | 0.5 | 2:00 | 236 | 179 | 2985 | 1111 | 826 | 932.59 | 17014.5 | 555.5 | 19328.59 | 36121.68 | 0.5351
2017-12-17 | 3:00 | N | 3.53 | 3.21 | 4 | 0.97 | 3:00 | 201 | 205 | 2985 | 1717 | 709.53 | 658.05 | 11940 | 1665.49 | 14973.07 | 35108.45 | 0.42648
2017-12-17 | 4:00 | N | 2.39 | 3.64 | 4.42 | 0.97 | 4:00 | 185 | 205 | 2985 | 1717 | 442.15 | 746.2 | 13193.7 | 1665.49 | 16047.54 | 34525.07 | 0.46481
2017-12-17 | 5:00 | N | 3.5 | 5.35 | 5.55 | 0.97 | 5:00 | 207 | 283 | 2985 | 1717 | 724.5 | 1514.05 | 16566.75 | 1665.49 | 20470.79 | 34305.6 | 0.59672
2017-12-17 | 6:00 | N | 6.28 | 6.44 | 6.01 | 0.97 | 6:00 | 327 | 438 | 2985 | 1717 | 2053.56 | 2820.72 | 17939.85 | 1665.49 | 24479.62 | 34367.15 | 0.7123
2017-12-17 | 7:00 | N | 3.5 | 8.96 | 6.01 | 2.48 | 7:00 | 249 | 556 | 2872 | 2219 | 871.5 | 4981.76 | 17260.72 | 5503.12 | 28617.1 | 35008.12 | 0.81744
2017-12-17 | 8:00 | N | 2.62 | 3.74 | 5.62 | 2 | 8:00 | 256 | 306 | 2872 | 2219 | 670.72 | 1144.44 | 16140.64 | 4438 | 22393.8 | 36122.53 | 0.61994
2017-12-17 | 9:00 | N | 0.73 | 5.74 | 6.74 | 2.75 | 9:00 | 156 | 343 | 2872 | 2219 | 113.88 | 1968.82 | 19357.28 | 6102.25 | 27542.23 | 37339.48 | 0.73762
2017-12-17 | 10:00 | N | 1 | 4.95 | 7.65 | 2.75 | 10:00 | 196 | 315 | 2872 | 2219 | 196 | 1559.25 | 21970.8 | 6102.25 | 29828.3 | 38549.08 | 0.77377
2017-12-17 | 11:00 | N | 1 | 5.47 | 7.42 | 1 | 11:00 | 226 | 326 | 2842 | 1635 | 226 | 1783.22 | 21087.64 | 1635 | 24731.86 | 39322.92 | 0.62894
2017-12-17 | 12:00 | N | 2.11 | 3.8 | 6.01 | 1 | 12:00 | 222 | 319 | 2842 | 1635 | 468.42 | 1212.2 | 17080.42 | 1635 | 20396.04 | 39329.31 | 0.5186
2017-12-17 | 13:00 | N | 2.11 | 3.11 | 5.61 | 1.31 | 13:00 | 195 | 299 | 2842 | 1635 | 411.45 | 929.89 | 15943.62 | 2141.85 | 19426.81 | 38649.07 | 0.50265
2017-12-17 | 14:00 | N | 2 | 3.1 | 5.23 | 1 | 14:00 | 205 | 237 | 2842 | 1635 | 410 | 734.7 | 14863.66 | 1635 | 17643.36 | 37802.73 | 0.46672
2017-12-17 | 15:00 | N | 2.11 | 3 | 5.11 | 1.56 | 15:00 | 212 | 213 | 2842 | 1380 | 447.32 | 639 | 14522.62 | 2152.8 | 17761.74 | 36878.51 | 0.48163
2017-12-17 | 16:00 | N | 0.35 | 3 | 5.11 | 1.11 | 16:00 | 191 | 237 | 2842 | 1380 | 66.85 | 711 | 14522.62 | 1531.8 | 16832.27 | 36123.94 | 0.46596
2017-12-17 | 17:00 | N | 0.29 | 3.42 | 5.13 | 1.27 | 17:00 | 218 | 258 | 2842 | 1380 | 63.22 | 882.36 | 14579.46 | 1752.6 | 17277.64 | 35808.77 | 0.4825
2017-12-17 | 18:00 | N | 1.31 | 17.1 | 19.1 | 1.35 | 18:00 | 240 | 365 | 2842 | 1380 | 314.4 | 6241.5 | 54282.2 | 1863 | 62701.1 | 36221.53 | 1.731
2017-12-17 | 19:00 | N | 2.61 | 7.81 | 11.77 | 1.06 | 19:00 | 320 | 214 | 2842 | 1426 | 835.2 | 1671.34 | 33450.34 | 1511.56 | 37468.44 | 38478.43 | 0.97375
2017-12-17 | 20:00 | N | 2.61 | 4 | 6.25 | 1.21 | 20:00 | 322 | 178 | 2842 | 1426 | 840.42 | 712 | 17762.5 | 1725.46 | 21040.38 | 40413.39 | 0.52063
2017-12-17 | 21:00 | N | 2 | 3.71 | 4 | 1 | 21:00 | 337 | 173 | 2842 | 1426 | 674 | 641.83 | 11368 | 1426 | 14109.83 | 40594.71 | 0.34758
2017-12-17 | 22:00 | N | 2.65 | 3 | 3.25 | 1 | 22:00 | 394 | 194 | 2842 | 1426 | 1044.1 | 582 | 9236.5 | 1426 | 12288.6 | 40144.08 | 0.30611
2017-12-17 | 23:00 | N | 3.5 | 3.72 | 4 | 0.61 | 23:00 | 389 | 265 | 2985 | 1111 | 1361.5 | 985.8 | 11940 | 677.71 | 14965.01 | 39052.71 | 0.3832
2017-12-17 | 24:00 | N | 3.5 | 4 | 4.39 | 0.61 | 24:00 | 362 | 243 | 2985 | 1111 | 1267 | 972 | 13104.15 | 677.71 | 16020.86 | 36878.59 | 0.43442
2017-12-18 | 1:00 | N | 3.46 | 4.61 | 4.76 | 0.75 | 1:00 | 294 | 212 | 2985 | 1111 | 1017.24 | 977.32 | 14208.6 | 833.25 | 17036.41 | 34544.41 | 0.49317
2017-12-18 | 2:00 | N | 1 | 3.11 | 3.61 | 0.75 | 2:00 | 236 | 179 | 2985 | 1111 | 236 | 556.69 | 10775.85 | 833.25 | 12401.79 | 32719.95 | 0.37903
2017-12-18 | 3:00 | N | 2.11 | 2.61 | 3.25 | 1 | 3:00 | 201 | 205 | 2985 | 1717 | 424.11 | 535.05 | 9701.25 | 1717 | 12377.41 | 31771.4 | 0.38958
2017-12-18 | 4:00 | N | 0.29 | 2.61 | 3.25 | 1 | 4:00 | 185 | 205 | 2985 | 1717 | 53.65 | 535.05 | 9701.25 | 1717 | 12006.95 | 31412.14 | 0.38224
2017-12-18 | 5:00 | N | 3.01 | 3.63 | 3.83 | 1 | 5:00 | 207 | 283 | 2985 | 1717 | 623.07 | 1027.29 | 11432.55 | 1717 | 14799.91 | 31508.55 | 0.46971
2017-12-18 | 6:00 | N | 4.29 | 9.39 | 5.49 | 1 | 6:00 | 327 | 438 | 2985 | 1717 | 1402.83 | 4112.82 | 16387.65 | 1717 | 23620.3 | 32370.51 | 0.72969
2017-12-18 | 7:00 | N | 2.11 | 12.77 | 12.73 | 1.42 | 7:00 | 249 | 556 | 2872 | 2219 | 525.39 | 7100.12 | 36560.56 | 3150.98 | 47337.05 | 34784.14 | 1.3609
2017-12-18 | 8:00 | N | 2.11 | 4 | 6.99 | 1.31 | 8:00 | 256 | 306 | 2872 | 2219 | 540.16 | 1224 | 20075.28 | 2906.89 | 24746.33 | 38363.67 | 0.64505
2017-12-18 | 9:00 | N | 1 | 5.76 | 6.76 | 1.65 | 9:00 | 156 | 343 | 2872 | 2219 | 156 | 1975.68 | 19414.72 | 3661.35 | 25207.75 | 39838.62 | 0.63275
2017-12-18 | 10:00 | N | 1 | 4.92 | 6.01 | 1.22 | 10:00 | 196 | 315 | 2872 | 2219 | 196 | 1549.8 | 17260.72 | 2707.18 | 21713.7 | 39788.01 | 0.54573
2017-12-18 | 11:00 | N | 1 | 4.54 | 5.93 | 1 | 11:00 | 226 | 326 | 2842 | 1635 | 226 | 1480.04 | 16853.06 | 1635 | 20194.1 | 40054.89 | 0.50416
2017-12-18 | 12:00 | N | 2.11 | 3.1 | 4.22 | 1 | 12:00 | 222 | 319 | 2842 | 1635 | 468.42 | 988.9 | 11993.24 | 1635 | 15085.56 | 39988.07 | 0.37725
2017-12-18 | 13:00 | N | 2.11 | 3 | 4 | 1 | 13:00 | 195 | 299 | 2842 | 1635 | 411.45 | 897 | 11368 | 1635 | 14311.45 | 39679.21 | 0.36068
2017-12-18 | 14:00 | N | 1.43 | 2.11 | 2.72 | 1.22 | 14:00 | 205 | 237 | 2842 | 1635 | 293.15 | 500.07 | 7730.24 | 1994.7 | 10518.16 | 39153.84 | 0.26864
2017-12-18 | 15:00 | N | 1 | 1.6 | 2.61 | 1 | 15:00 | 212 | 213 | 2842 | 1380 | 212 | 340.8 | 7417.62 | 1380 | 9350.42 | 38788.92 | 0.24106
2017-12-18 | 16:00 | N | 0.84 | 1.6 | 2.47 | 1 | 16:00 | 191 | 237 | 2842 | 1380 | 160.44 | 379.2 | 7019.74 | 1380 | 8939.38 | 38355.46 | 0.23307
2017-12-18 | 17:00 | N | 0.9 | 3 | 3.69 | 1 | 17:00 | 218 | 258 | 2842 | 1380 | 196.2 | 774 | 10486.98 | 1380 | 12837.18 | 38140.64 | 0.33657
2017-12-18 | 18:00 | N | 2 | 16.69 | 18.69 | 1 | 18:00 | 240 | 365 | 2842 | 1380 | 480 | 6091.85 | 53116.98 | 1380 | 61068.83 | 38749.67 | 1.576
2017-12-18 | 19:00 | N | 2.11 | 9.56 | 12.96 | 0.99 | 19:00 | 320 | 214 | 2842 | 1426 | 675.2 | 2045.84 | 36832.32 | 1411.74 | 40965.1 | 40652.89 | 1.0077
2017-12-18 | 20:00 | N | 2.11 | 3.13 | 7.04 | 0.99 | 20:00 | 322 | 178 | 2842 | 1426 | 679.42 | 557.14 | 20007.68 | 1411.74 | 22655.98 | 41792.75 | 0.5421
2017-12-18 | 21:00 | N | 2 | 4 | 7.32 | 1 | 21:00 | 337 | 173 | 2842 | 1426 | 674 | 692 | 20803.44 | 1426 | 23595.44 | 41413.48 | 0.56975
2017-12-18 | 22:00 | N | 2.5 | 4 | 6.01 | 1 | 22:00 | 394 | 194 | 2842 | 1426 | 985 | 776 | 17080.42 | 1426 | 20267.42 | 40613.4 | 0.49903
2017-12-18 | 23:00 | N | 3.54 | 4 | 5 | 0.75 | 23:00 | 389 | 265 | 2985 | 1111 | 1377.06 | 1060 | 14925 | 833.25 | 18195.31 | 38921.04 | 0.46749
2017-12-18 | 24:00 | N | 3.98 | 3.11 | 3.84 | 0.75 | 24:00 | 362 | 243 | 2985 | 1111 | 1440.76 | 755.73 | 11462.4 | 833.25 | 14492.14 | 36456.81 | 0.39752
2017-12-19 | 1:00 | N | 3.49 | 2.71 | 2.71 | 0.75 | 1:00 | 294 | 212 | 2985 | 1111 | 1026.06 | 574.52 | 8089.35 | 833.25 | 10523.18 | 33596.23 | 0.31323
2017-12-19 | 2:00 | N | 1 | 2.11 | 2.11 | 0.5 | 2:00 | 236 | 179 | 2985 | 1111 | 236 | 377.69 | 6298.35 | 555.5 | 7467.54 | 31575.63 | 0.2365
2017-12-19 | 3:00 | N | 2.24 | 1.8 | 2 | 0.99 | 3:00 | 201 | 205 | 2985 | 1717 | 450.24 | 369 | 5970 | 1699.83 | 8489.07 | 30499.81 | 0.27833
2017-12-19 | 4:00 | N | 0.06 | 2.11 | 2.11 | 0.99 | 4:00 | 185 | 205 | 2985 | 1717 | 11.1 | 432.55 | 6298.35 | 1699.83 | 8441.83 | 29926.58 | 0.28208
2017-12-19 | 5:00 | N | 2.61 | 2.61 | 2.15 | 0.99 | 5:00 | 207 | 283 | 2985 | 1717 | 540.27 | 738.63 | 6417.75 | 1699.83 | 9396.48 | 29828.06 | 0.31502
2017-12-19 | 6:00 | N | 4.01 | 7.49 | 3 | 0.99 | 6:00 | 327 | 438 | 2985 | 1717 | 1311.27 | 3280.62 | 8955 | 1699.83 | 15246.72 | 30453.39 | 0.50066
2017-12-19 | 7:00 | N | 2.11 | 9.54 | 6.01 | 1.58 | 7:00 | 249 | 556 | 2872 | 2219 | 525.39 | 5304.24 | 17260.72 | 3506.02 | 26596.37 | 32428.99 | 0.82014
2017-12-19 | 8:00 | N | 2 | 4 | 6.26 | 1.21 | 8:00 | 256 | 306 | 2872 | 2219 | 512 | 1224 | 17978.72 | 2684.99 | 22399.71 | 35736.6 | 0.6268
2017-12-19 | 9:00 | N | 1 | 5.17 | 6.5 | 1.22 | 9:00 | 156 | 343 | 2872 | 2219 | 156 | 1773.31 | 18668 | 2707.18 | 23304.49 | 37184.86 | 0.62672
2017-12-19 | 10:00 | N | 1 | 4.36 | 7.26 | 1 | 10:00 | 196 | 315 | 2872 | 2219 | 196 | 1373.4 | 20850.72 | 2219 | 24639.12 | 37377.21 | 0.6592
2017-12-19 | 11:00 | N | 1 | 4.11 | 6.7 | 0.99 | 11:00 | 226 | 326 | 2842 | 1635 | 226 | 1339.86 | 19041.4 | 1618.65 | 22225.91 | 37915.67 | 0.58619
2017-12-19 | 12:00 | N | 1 | 3.35 | 6.01 | 0.99 | 12:00 | 222 | 319 | 2842 | 1635 | 222 | 1068.65 | 17080.42 | 1618.65 | 19989.72 | 38563.12 | 0.51836
2017-12-19 | 13:00 | N | 2 | 3.1 | 5.17 | 0.99 | 13:00 | 195 | 299 | 2842 | 1635 | 390 | 926.9 | 14693.14 | 1618.65 | 17628.69 | 38866.36 | 0.45357
2017-12-19 | 14:00 | N | 1.93 | 2.59 | 4.86 | 0.99 | 14:00 | 205 | 237 | 2842 | 1635 | 395.65 | 613.83 | 13812.12 | 1618.65 | 16440.25 | 38933.66 | 0.42226
2017-12-19 | 15:00 | N | 2 | 2.32 | 4.47 | 1.62 | 15:00 | 212 | 213 | 2842 | 1380 | 424 | 494.16 | 12703.74 | 2235.6 | 15857.5 | 38982.32 | 0.40679
2017-12-19 | 16:00 | N | 0.51 | 1.83 | 4.01 | 0.99 | 16:00 | 191 | 237 | 2842 | 1380 | 97.41 | 433.71 | 11396.42 | 1366.2 | 13293.74 | 38937.67 | 0.34141
2017-12-19 | 17:00 | N | 0.58 | 1.48 | 4 | 0.99 | 17:00 | 218 | 258 | 2842 | 1380 | 126.44 | 381.84 | 11368 | 1366.2 | 13242.48 | 38775.51 | 0.34152
2017-12-19 | 18:00 | N | 2 | 15.25 | 17.25 | 2.75 | 18:00 | 240 | 365 | 2842 | 1380 | 480 | 5566.25 | 49024.5 | 3795 | 58865.75 | 38862.8 | 1.5147
2017-12-19 | 19:00 | N | 2 | 6.19 | 10.75 | 0.97 | 19:00 | 320 | 214 | 2842 | 1426 | 640 | 1324.66 | 30551.5 | 1383.22 | 33899.38 | 40089.65 | 0.84559
2017-12-19 | 20:00 | N | 2 | 3.04 | 7.26 | 0.97 | 20:00 | 322 | 178 | 2842 | 1426 | 644 | 541.12 | 20632.92 | 1383.22 | 23201.26 | 41265.41 | 0.56224
2017-12-19 | 21:00 | N | 1.42 | 3.42 | 6.01 | 0.97 | 21:00 | 337 | 173 | 2842 | 1426 | 478.54 | 591.66 | 17080.42 | 1383.22 | 19533.84 | 40778.28 | 0.47903
2017-12-19 | 22:00 | N | 3.5 | 2.89 | 5.99 | 0.97 | 22:00 | 394 | 194 | 2842 | 1426 | 1379 | 560.66 | 17023.58 | 1383.22 | 20346.46 | 40154.69 | 0.5067
2017-12-19 | 23:00 | N | 4.53 | 3.27 | 4.27 | 0.75 | 23:00 | 389 | 265 | 2985 | 1111 | 1762.17 | 866.55 | 12745.95 | 833.25 | 16207.92 | 38911.89 | 0.41653
2017-12-19 | 24:00 | N | 4.01 | 4 | 5.33 | 0.75 | 24:00 | 362 | 243 | 2985 | 1111 | 1451.62 | 972 | 15910.05 | 833.25 | 19166.92 | 36717.59 | 0.52201
2017-12-20 | 1:00 | N | 4.01 | 4.03 | 3.43 | 0.5 | 1:00 | 294 | 212 | 2985 | 1111 | 1178.94 | 854.36 | 10238.55 | 555.5 | 12827.35 | 33995.78 | 0.37732
2017-12-20 | 2:00 | N | 2.47 | 2.1 | 3.25 | 0.5 | 2:00 | 236 | 179 | 2985 | 1111 | 582.92 | 375.9 | 9701.25 | 555.5 | 11215.57 | 31895.81 | 0.35163
2017-12-20 | 3:00 | N | 3.31 | 2.2 | 3.25 | 0.99 | 3:00 | 201 | 205 | 2985 | 1717 | 665.31 | 451 | 9701.25 | 1699.83 | 12517.39 | 30644.62 | 0.40847
2017-12-20 | 4:00 | N | 1.63 | 2.51 | 3.25 | 0.99 | 4:00 | 185 | 205 | 2985 | 1717 | 301.55 | 514.55 | 9701.25 | 1699.83 | 12217.18 | 29937.46 | 0.40809
2017-12-20 | 5:00 | N | 3.11 | 3.53 | 3.41 | 0.99 | 5:00 | 207 | 283 | 2985 | 1717 | 643.77 | 998.99 | 10178.85 | 1699.83 | 13521.44 | 29804.54 | 0.45367
2017-12-20 | 6:00 | N | 5.51 | 8.72 | 5.36 | 0.99 | 6:00 | 327 | 438 | 2985 | 1717 | 1801.77 | 3819.36 | 15999.6 | 1699.83 | 23320.56 | 30524.07 | 0.76401
2017-12-20 | 7:00 | N | 2.61 | 13.04 | 10.09 | 4.22 | 7:00 | 249 | 556 | 2872 | 2219 | 649.89 | 7250.24 | 28978.48 | 9364.18 | 46242.79 | 32627.2 | 1.4173
2017-12-20 | 8:00 | N | 2.15 | 4.99 | 9.45 | 2.99 | 8:00 | 256 | 306 | 2872 | 2219 | 550.4 | 1526.94 | 27140.4 | 6634.81 | 35852.55 | 35999.63 | 0.99591
2017-12-20 | 9:00 | N | 0.35 | 5.32 | 8.02 | 3.32 | 9:00 | 156 | 343 | 2872 | 2219 | 54.6 | 1824.76 | 23033.44 | 7367.08 | 32279.88 | 37418.7 | 0.86267
2017-12-20 | 10:00 | N | 0.73 | 6.51 | 9.51 | 2.75 | 10:00 | 196 | 315 | 2872 | 2219 | 143.08 | 2050.65 | 27312.72 | 6102.25 | 35608.7 | 37437.14 | 0.95116
2017-12-20 | 11:00 | N | 1 | 5.76 | 8.16 | 0.99 | 11:00 | 226 | 326 | 2842 | 1635 | 226 | 1877.76 | 23190.72 | 1618.65 | 26913.13 | 37586.58 | 0.71603
2017-12-20 | 12:00 | N | 1 | 4.55 | 7.25 | 0.99 | 12:00 | 222 | 319 | 2842 | 1635 | 222 | 1451.45 | 20604.5 | 1618.65 | 23896.6 | 37659.86 | 0.63454
2017-12-20 | 13:00 | N | 1.87 | 3.34 | 5.87 | 0.99 | 13:00 | 195 | 299 | 2842 | 1635 | 364.65 | 998.66 | 16682.54 | 1618.65 | 19664.5 | 37634.25 | 0.52252
2017-12-20 | 14:00 | N | 1 | 3.11 | 5.51 | 0.99 | 14:00 | 205 | 237 | 2842 | 1635 | 205 | 737.07 | 15659.42 | 1618.65 | 18220.14 | 37662.42 | 0.48378
2017-12-20 | 15:00 | N | 1 | 3.1 | 5.51 | 0.99 | 15:00 | 212 | 213 | 2842 | 1380 | 212 | 660.3 | 15659.42 | 1366.2 | 17897.92 | 37874.95 | 0.47255
2017-12-20 | 16:00 | N | 0.36 | 3.1 | 5.51 | 1.22 | 16:00 | 191 | 237 | 2842 | 1380 | 68.76 | 734.7 | 15659.42 | 1683.6 | 18146.48 | 37963.89 | 0.47799
2017-12-20 | 17:00 | N | 0.21 | 4 | 5.62 | 1.38 | 17:00 | 218 | 258 | 2842 | 1380 | 45.78 | 1032 | 15972.04 | 1904.4 | 18954.22 | 38018.71 | 0.49855
2017-12-20 | 18:00 | N | 1.31 | 11.62 | 13.62 | 1 | 18:00 | 240 | 365 | 2842 | 1380 | 314.4 | 4241.3 | 38708.04 | 1380 | 44643.74 | 37922.29 | 1.1772
2017-12-20 | 19:00 | N | 2.99 | 6 | 10.35 | 0.97 | 19:00 | 320 | 214 | 2842 | 1426 | 956.8 | 1284 | 29414.7 | 1383.22 | 33038.72 | 38665.37 | 0.85448
2017-12-20 | 20:00 | N | 2.78 | 3.64 | 6.61 | 0.97 | 20:00 | 322 | 178 | 2842 | 1426 | 895.16 | 647.92 | 18785.62 | 1383.22 | 21711.92 | 40159.22 | 0.54065
2017-12-20 | 21:00 | N | 2.61 | 4 | 5.51 | 0.97 | 21:00 | 337 | 173 | 2842 | 1426 | 879.57 | 692 | 15659.42 | 1383.22 | 18614.21 | 39745.96 | 0.46833
2017-12-20 | 22:00 | N | 6 | 4 | 5.51 | 0.97 | 22:00 | 394 | 194 | 2842 | 1426 | 2364 | 776 | 15659.42 | 1383.22 | 20182.64 | 39197.61 | 0.51489
2017-12-20 | 23:00 | N | 8.61 | 4.55 | 5.55 | 0.75 | 23:00 | 389 | 265 | 2985 | 1111 | 3349.29 | 1205.75 | 16566.75 | 833.25 | 21955.04 | 38123.39 | 0.57589
2017-12-20 | 24:00 | N | 9.49 | 4.85 | 9.25 | 0.5 | 24:00 | 362 | 243 | 2985 | 1111 | 3435.38 | 1178.55 | 27611.25 | 555.5 | 32780.68 | 36150.81 | 0.90678
2017-12-21 | 1:00 | N | 12.89 | 2.8 | 4.51 | 0.5 | 1:00 | 294 | 212 | 2985 | 1111 | 3789.66 | 593.6 | 13462.35 | 555.5 | 18401.11 | 33763.53 | 0.545
2017-12-21 | 2:00 | N | 8 | 1 | 4.51 | 0.5 | 2:00 | 236 | 179 | 2985 | 1111 | 1888 | 179 | 13462.35 | 555.5 | 16084.85 | 31903.44 | 0.50417
2017-12-21 | 3:00 | N | 12.39 | 1 | 4.51 | 0.99 | 3:00 | 201 | 205 | 2985 | 1717 | 2490.39 | 205 | 13462.35 | 1699.83 | 17857.57 | 30853.17 | 0.57879
2017-12-21 | 4:00 | N | 8 | 1 | 4.51 | 0.99 | 4:00 | 185 | 205 | 2985 | 1717 | 1480 | 205 | 13462.35 | 1699.83 | 16847.18 | 30435.66 | 0.55353
2017-12-21 | 5:00 | N | 11.68 | 2.2 | 4.51 | 0.99 | 5:00 | 207 | 283 | 2985 | 1717 | 2417.76 | 622.6 | 13462.35 | 1699.83 | 18202.54 | 30565.49 | 0.59553
2017-12-21 | 6:00 | N | 8 | 4.31 | 4.51 | 0.99 | 6:00 | 327 | 438 | 2985 | 1717 | 2616 | 1887.78 | 13462.35 | 1699.83 | 19665.96 | 31476.14 | 0.62479
2017-12-21 | 7:00 | N | 7.78 | 9.03 | 9 | 5 | 7:00 | 249 | 556 | 2872 | 2219 | 1937.22 | 5020.68 | 25848 | 11095 | 43900.9 | 33699.79 | 1.3027
2017-12-21 | 8:00 | N | 3.98 | 2.82 | 7.06 | 2.75 | 8:00 | 256 | 306 | 2872 | 2219 | 1018.88 | 862.92 | 20276.32 | 6102.25 | 28260.37 | 37119.08 | 0.76134
2017-12-21 | 9:00 | N | 3.46 | 4.87 | 7.51 | 4.02 | 9:00 | 156 | 343 | 2872 | 2219 | 539.76 | 1670.41 | 21568.72 | 8920.38 | 32699.27 | 38660.59 | 0.8458
2017-12-21 | 10:00 | N | 3.26 | 3.97 | 7.75 | 2 | 10:00 | 196 | 315 | 2872 | 2219 | 638.96 | 1250.55 | 22258 | 4438 | 28585.51 | 38350.09 | 0.74538
2017-12-21 | 11:00 | N | 3.5 | 3.55 | 6.11 | 0.99 | 11:00 | 226 | 326 | 2842 | 1635 | 791 | 1157.3 | 17364.62 | 1618.65 | 20931.57 | 37893.89 | 0.55237
2017-12-21 | 12:00 | N | 3.5 | 2.61 | 5.07 | 0.99 | 12:00 | 222 | 319 | 2842 | 1635 | 777 | 832.59 | 14408.94 | 1618.65 | 17637.18 | 37383.24 | 0.47179
2017-12-21 | 13:00 | N | 3.5 | 2.61 | 4.51 | 0.99 | 13:00 | 195 | 299 | 2842 | 1635 | 682.5 | 780.39 | 12817.42 | 1618.65 | 15898.96 | 37206.35 | 0.42732
2017-12-21 | 14:00 | N | 3.11 | 2.68 | 4.9 | 1.02 | 14:00 | 205 | 237 | 2842 | 1635 | 637.55 | 635.16 | 13925.8 | 1667.7 | 16866.21 | 37193.64 | 0.45347
2017-12-21 | 15:00 | N | 3.01 | 2.53 | 4.71 | 0.99 | 15:00 | 212 | 213 | 2842 | 1380 | 638.12 | 538.89 | 13385.82 | 1366.2 | 15929.03 | 37461.05 | 0.42522
2017-12-21 | 16:00 | N | 1.18 | 1.53 | 4.86 | 1 | 16:00 | 191 | 237 | 2842 | 1380 | 225.38 | 362.61 | 13812.12 | 1380 | 15780.11 | 37638.08 | 0.41926
2017-12-21 | 17:00 | N | 2.11 | 3.53 | 6.21 | 1 | 17:00 | 218 | 258 | 2842 | 1380 | 459.98 | 910.74 | 17648.82 | 1380 | 20399.54 | 37669.03 | 0.54155
2017-12-21 | 18:00 | N | 3.5 | 21.56 | 24.89 | 0.99 | 18:00 | 240 | 365 | 2842 | 1380 | 840 | 7869.4 | 70737.38 | 1366.2 | 80812.98 | 37770.24 | 2.1396
2017-12-21 | 19:00 | N | 3.5 | 4.01 | 8.71 | 0.97 | 19:00 | 320 | 214 | 2842 | 1426 | 1120 | 858.14 | 24753.82 | 1383.22 | 28115.18 | 39062.08 | 0.71976
2017-12-21 | 20:00 | N | 4.01 | 2.12 | 6.56 | 0.97 | 20:00 | 322 | 178 | 2842 | 1426 | 1291.22 | 377.36 | 18643.52 | 1383.22 | 21695.32 | 40293.74 | 0.53843
2017-12-21 | 21:00 | N | 3.04 | 1.01 | 3.98 | 0.97 | 21:00 | 337 | 173 | 2842 | 1426 | 1024.48 | 174.73 | 11311.16 | 1383.22 | 13893.59 | 39898.31 | 0.34823
2017-12-21 | 22:00 | N | 3.98 | 1.01 | 3.44 | 0.97 | 22:00 | 394 | 194 | 2842 | 1426 | 1568.12 | 195.94 | 9776.48 | 1383.22 | 12923.76 | 39412.68 | 0.32791
2017-12-21 | 23:00 | N | 7.88 | 2.61 | 4.51 | 0.5 | 23:00 | 389 | 265 | 2985 | 1111 | 3065.32 | 691.65 | 13462.35 | 555.5 | 17774.82 | 38500.41 | 0.46168
2017-12-21 | 24:00 | N | 10.94 | 2.2 | 6.25 | 0.5 | 24:00 | 362 | 243 | 2985 | 1111 | 3960.28 | 534.6 | 18656.25 | 555.5 | 23706.63 | 36627.25 | 0.64724
2017-12-22 | 1:00 | N | 9.11 | 3.21 | 6.01 | 0.5 | 1:00 | 294 | 212 | 2985 | 1111 | 2678.34 | 680.52 | 17939.85 | 555.5 | 21854.21 | 34244.49 | 0.63818
2017-12-22 | 2:00 | N | 4.88 | 1.01 | 6.01 | 0.5 | 2:00 | 236 | 179 | 2985 | 1111 | 1151.68 | 180.79 | 17939.85 | 555.5 | 19827.82 | 32190.73 | 0.61595
2017-12-22 | 3:00 | N | 8 | 1 | 6.01 | 0.99 | 3:00 | 201 | 205 | 2985 | 1717 | 1608 | 205 | 17939.85 | 1699.83 | 21452.68 | 30900.25 | 0.69426
2017-12-22 | 4:00 | N | 4.64 | 1 | 6.01 | 0.99 | 4:00 | 185 | 205 | 2985 | 1717 | 858.4 | 205 | 17939.85 | 1699.83 | 20703.08 | 30119.59 | 0.68736
2017-12-22 | 5:00 | N | 8 | 2.43 | 6.01 | 0.99 | 5:00 | 207 | 283 | 2985 | 1717 | 1656 | 687.69 | 17939.85 | 1699.83 | 21983.37 | 29934.15 | 0.73439
2017-12-22 | 6:00 | N | 9.45 | 6 | 4 | 0.99 | 6:00 | 327 | 438 | 2985 | 1717 | 3090.15 | 2628 | 11940 | 1699.83 | 19357.98 | 30501.58 | 0.63465
2017-12-22 | 7:00 | N | 3.5 | 7.78 | 7.01 | 4.22 | 7:00 | 249 | 556 | 2872 | 2219 | 871.5 | 4325.68 | 20132.72 | 9364.18 | 34694.08 | 32060.82 | 1.0821
2017-12-22 | 8:00 | N | 2.32 | 3.09 | 4.75 | 2.48 | 8:00 | 256 | 306 | 2872 | 2219 | 593.92 | 945.54 | 13642 | 5503.12 | 20684.58 | 34745.56 | 0.59532
2017-12-22 | 9:00 | N | 1.61 | 4.37 | 5.37 | 2.75 | 9:00 | 156 | 343 | 2872 | 2219 | 251.16 | 1498.91 | 15422.64 | 6102.25 | 23274.96 | 36643.15 | 0.63518
2017-12-22 | 10:00 | N | 1 | 4.54 | 5.54 | 2.75 | 10:00 | 196 | 315 | 2872 | 2219 | 196 | 1430.1 | 15910.88 | 6102.25 | 23639.23 | 38096.61 | 0.62051
2017-12-22 | 11:00 | N | 2.22 | 5.07 | 6.07 | 1 | 11:00 | 226 | 326 | 2842 | 1635 | 501.72 | 1652.82 | 17250.94 | 1635 | 21040.48 | 39889.12 | 0.52747
2017-12-22 | 12:00 | N | 2.11 | 3.87 | 6.01 | 1 | 12:00 | 222 | 319 | 2842 | 1635 | 468.42 | 1234.53 | 17080.42 | 1635 | 20418.37 | 41266.02 | 0.4948
2017-12-22 | 13:00 | N | 2.11 | 4 | 6.01 | 1.23 | 13:00 | 195 | 299 | 2842 | 1635 | 411.45 | 1196 | 17080.42 | 2011.05 | 20698.92 | 42140.91 | 0.49118
2017-12-22 | 14:00 | N | 1.73 | 3.1 | 5.84 | 1 | 14:00 | 205 | 237 | 2842 | 1635 | 354.65 | 734.7 | 16597.28 | 1635 | 19321.63 | 42483.53 | 0.4548
2017-12-22 | 15:00 | N | 1 | 1.45 | 2.96 | 1 | 15:00 | 212 | 213 | 2842 | 1380 | 212 | 308.85 | 8412.32 | 1380 | 10313.17 | 42847.04 | 0.2407
2017-12-22 | 16:00 | N | 0.49 | 1.45 | 4 | 1 | 16:00 | 191 | 237 | 2842 | 1380 | 93.59 | 343.65 | 11368 | 1380 | 13185.24 | 42910.41 | 0.30727
2017-12-22 | 17:00 | N | 0.65 | 2.47 | 4 | 1 | 17:00 | 218 | 258 | 2842 | 1380 | 141.7 | 637.26 | 11368 | 1380 | 13526.96 | 42854.12 | 0.31565
2017-12-22 | 18:00 | N | 2.11 | 21.16 | 22.73 | 1.21 | 18:00 | 240 | 365 | 2842 | 1380 | 506.4 | 7723.4 | 64598.66 | 1669.8 | 74498.26 | 43142.86 | 1.7268
2017-12-22 | 19:00 | N | 1.8 | 5.27 | 8.31 | 1.1 | 19:00 | 320 | 214 | 2842 | 1426 | 576 | 1127.78 | 23617.02 | 1568.6 | 26889.4 | 44696.55 | 0.6016
2017-12-22 | 20:00 | N | 1 | 1.71 | 6.01 | 1 | 20:00 | 322 | 178 | 2842 | 1426 | 322 | 304.38 | 17080.42 | 1426 | 19132.8 | 45493.19 | 0.42056
2017-12-22 | 21:00 | N | 0.69 | 2.51 | 5.44 | 1 | 21:00 | 337 | 173 | 2842 | 1426 | 232.53 | 434.23 | 15460.48 | 1426 | 17553.24 | 44892.49 | 0.39101
2017-12-22 | 22:00 | N | 2.17 | 2.98 | 4 | 1 | 22:00 | 394 | 194 | 2842 | 1426 | 854.98 | 578.12 | 11368 | 1426 | 14227.1 | 43899.35 | 0.32408
2017-12-22 | 23:00 | N | 6 | 2.75 | 3.32 | 0.75 | 23:00 | 389 | 265 | 2985 | 1111 | 2334 | 728.75 | 9910.2 | 833.25 | 13806.2 | 42464.16 | 0.32513
2017-12-22 | 24:00 | N | 3.5 | 2.5 | 2.88 | 0.75 | 24:00 | 362 | 243 | 2985 | 1111 | 1267 | 607.5 | 8596.8 | 833.25 | 11304.55 | 40577.68 | 0.27859
2017-12-23 | 1:00 | N | 2.79 | 2.99 | 2 | 0.5 | 1:00 | 294 | 212 | 2985 | 1111 | 820.26 | 633.88 | 5970 | 555.5 | 7979.64 | 38782.66 | 0.20575
2017-12-23 | 2:00 | N | 0.49 | 1.01 | 2 | 0.5 | 2:00 | 236 | 179 | 2985 | 1111 | 115.64 | 180.79 | 5970 | 555.5 | 6821.93 | 37423.47 | 0.18229
2017-12-23 | 3:00 | N | 2.01 | 1 | 2 | 0.97 | 3:00 | 201 | 205 | 2985 | 1717 | 404.01 | 205 | 5970 | 1665.49 | 8244.5 | 36533.77 | 0.22567
2017-12-23 | 4:00 | N | 0.01 | 1.01 | 2 | 0.97 | 4:00 | 185 | 205 | 2985 | 1717 | 1.85 | 207.05 | 5970 | 1665.49 | 7844.39 | 36097.02 | 0.21731
2017-12-23 | 5:00 | N | 2.39 | 2.51 | 2 | 0.97 | 5:00 | 207 | 283 | 2985 | 1717 | 494.73 | 710.33 | 5970 | 1665.49 | 8840.55 | 36105.55 | 0.24485
2017-12-23 | 6:00 | N | 3 | 5 | 2 | 0.97 | 6:00 | 327 | 438 | 2985 | 1717 | 981 | 2190 | 5970 | 1665.49 | 10806.49 | 36494.87 | 0.29611
2017-12-23 | 7:00 | N | 2.61 | 4.55 | 2.97 | 2.55 | 7:00 | 249 | 556 | 2872 | 2219 | 649.89 | 2529.8 | 8529.84 | 5658.45 | 17367.98 | 37686.14 | 0.46086
2017-12-23 | 8:00 | N | 1.53 | 4 | 6.01 | 2.2 | 8:00 | 256 | 306 | 2872 | 2219 | 391.68 | 1224 | 17260.72 | 4881.8 | 23758.2 | 39480.83 | 0.60177
2017-12-23 | 9:00 | N | 0.73 | 5.84 | 7.75 | 3.28 | 9:00 | 156 | 343 | 2872 | 2219 | 113.88 | 2003.12 | 22258 | 7278.32 | 31653.32 | 41193.21 | 0.76841
2017-12-23 | 10:00 | N | 1 | 6 | 9.58 | 4 | 10:00 | 196 | 315 | 2872 | 2219 | 196 | 1890 | 27513.76 | 8876 | 38475.76 | 42331.83 | 0.90891
2017-12-23 | 11:00 | N | 0.91 | 4 | 5.69 | 0.99 | 11:00 | 226 | 326 | 2842 | 1635 | 205.66 | 1304 | 16170.98 | 1618.65 | 19299.29 | 42236.84 | 0.45693
2017-12-23 | 12:00 | N | 1 | 2.49 | 3.27 | 1.37 | 12:00 | 222 | 319 | 2842 | 1635 | 222 | 794.31 | 9293.34 | 2239.95 | 12549.6 | 41142.98 | 0.30502
2017-12-23 | 13:00 | N | 2.06 | 3 | 3.99 | 1.32 | 13:00 | 195 | 299 | 2842 | 1635 | 401.7 | 897 | 11339.58 | 2158.2 | 14796.48 | 39315.4 | 0.37635
2017-12-23 | 14:00 | N | 1.04 | 3.1 | 4.1 | 1.37 | 14:00 | 205 | 237 | 2842 | 1635 | 213.2 | 734.7 | 11652.2 | 2239.95 | 14840.05 | 37422.93 | 0.39655
2017-12-23 | 15:00 | N | 2 | 3 | 3.91 | 1.29 | 15:00 | 212 | 213 | 2842 | 1380 | 424 | 639 | 11112.22 | 1780.2 | 13955.42 | 35807.95 | 0.38973
2017-12-23 | 16:00 | N | 0.22 | 3 | 3.91 | 1.45 | 16:00 | 191 | 237 | 2842 | 1380 | 42.02 | 711 | 11112.22 | 2001 | 13866.24 | 34755.72 | 0.39896
2017-12-23 | 17:00 | N | 0.28 | 4 | 4.66 | 1.58 | 17:00 | 218 | 258 | 2842 | 1380 | 61.04 | 1032 | 13243.72 | 2180.4 | 16517.16 | 34326.05 | 0.48118
2017-12-23 | 18:00 | N | 2 | 10.02 | 10.22 | 1.51 | 18:00 | 240 | 365 | 2842 | 1380 | 480 | 3657.3 | 29045.24 | 2083.8 | 35266.34 | 34613.03 | 1.0189
2017-12-23 | 19:00 | N | 2.4 | 6 | 7.01 | 1.2 | 19:00 | 320 | 214 | 2842 | 1426 | 768 | 1284 | 19922.42 | 1711.2 | 23685.62 | 36909.25 | 0.64173
2017-12-23 | 20:00 | N | 3.01 | 4 | 6.01 | 0.99 | 20:00 | 322 | 178 | 2842 | 1426 | 969.22 | 712 | 17080.42 | 1411.74 | 20173.38 | 39355.58 | 0.51259
2017-12-23 | 21:00 | N | 2.11 | 4 | 4.76 | 0.95 | 21:00 | 337 | 173 | 2842 | 1426 | 711.07 | 692 | 13527.92 | 1354.7 | 16285.69 | 39807.77 | 0.40911
2017-12-23 | 22:00 | N | 3.5 | 4 | 4.64 | 0.95 | 22:00 | 394 | 194 | 2842 | 1426 | 1379 | 776 | 13186.88 | 1354.7 | 16696.58 | 40115.38 | 0.41621
2017-12-23 | 23:00 | N | 6 | 4.93 | 6.01 | 0.5 | 23:00 | 389 | 265 | 2985 | 1111 | 2334 | 1306.45 | 17939.85 | 555.5 | 22135.8 | 40028.58 | 0.553
2017-12-23 | 24:00 | N | 4.92 | 4.19 | 5.99 | 0.5 | 24:00 | 362 | 243 | 2985 | 1111 | 1781.04 | 1018.17 | 17880.15 | 555.5 | 21234.86 | 39210.44 | 0.54156
2017-12-24 | 1:00 | N | 3.11 | 5 | 4 | 0.5 | 1:00 | 294 | 212 | 2985 | 1111 | 914.34 | 1060 | 11940 | 555.5 | 14469.84 | 37927.65 | 0.38151
2017-12-24 | 2:00 | N | 2.66 | 2.95 | 3.15 | 0.5 | 2:00 | 236 | 179 | 2985 | 1111 | 627.76 | 528.05 | 9402.75 | 555.5 | 11114.06 | 36595.15 | 0.3037
2017-12-24 | 3:00 | N | 2.86 | 2.26 | 3 | 0.97 | 3:00 | 201 | 205 | 2985 | 1717 | 574.86 | 463.3 | 8955 | 1665.49 | 11658.65 | 35774.42 | 0.32589
2017-12-24 | 4:00 | N | 1 | 2.95 | 3.15 | 0.97 | 4:00 | 185 | 205 | 2985 | 1717 | 185 | 604.75 | 9402.75 | 1665.49 | 11857.99 | 35394.95 | 0.33502
2017-12-24 | 5:00 | N | 3 | 3.35 | 3.15 | 0.97 | 5:00 | 207 | 283 | 2985 | 1717 | 621 | 948.05 | 9402.75 | 1665.49 | 12637.29 | 35408.01 | 0.3569
2017-12-24 | 6:00 | N | 5.35 | 6.16 | 3.94 | 0.97 | 6:00 | 327 | 438 | 2985 | 1717 | 1749.45 | 2698.08 | 11760.9 | 1665.49 | 17873.92 | 35731.98 | 0.50022
2017-12-24 | 7:00 | N | 3.72 | 8.35 | 5 | 3 | 7:00 | 249 | 556 | 2872 | 2219 | 926.28 | 4642.6 | 14360 | 6657 | 26585.88 | 36482.1 | 0.72874
2017-12-24 | 8:00 | N | 2.78 | 4.75 | 6.01 | 2.75 | 8:00 | 256 | 306 | 2872 | 2219 | 711.68 | 1453.5 | 17260.72 | 6102.25 | 25528.15 | 37856.92 | 0.67433
2017-12-24 | 9:00 | N | 0.79 | 7.2 | 7.61 | 3 | 9:00 | 156 | 343 | 2872 | 2219 | 123.24 | 2469.6 | 21855.92 | 6657 | 31105.76 | 39198.33 | 0.79355
2017-12-24 | 10:00 | N | 1 | 6.63 | 6.83 | 3 | 10:00 | 196 | 315 | 2872 | 2219 | 196 | 2088.45 | 19615.76 | 6657 | 28557.21 | 40255.68 | 0.7094
2017-12-24 | 11:00 | N | 1.43 | 4 | 4.25 | 0.99 | 11:00 | 226 | 326 | 2842 | 1635 | 323.18 | 1304 | 12078.5 | 1618.65 | 15324.33 | 40414.22 | 0.37918
2017-12-24 | 12:00 | N | 2.11 | 3.1 | 4 | 1.32 | 12:00 | 222 | 319 | 2842 | 1635 | 468.42 | 988.9 | 11368 | 2158.2 | 14983.52 | 39541.04 | 0.37894
2017-12-24 | 13:00 | N | 2.92 | 3 | 4 | 1.38 | 13:00 | 195 | 299 | 2842 | 1635 | 569.4 | 897 | 11368 | 2256.3 | 15090.7 | 38758.33 | 0.38935
2017-12-24 | 14:00 | N | 2.11 | 3 | 4 | 1 | 14:00 | 205 | 237 | 2842 | 1635 | 432.55 | 711 | 11368 | 1635 | 14146.55 | 38101.79 | 0.37128
2017-12-24 | 15:00 | N | 2.11 | 3 | 4 | 1.26 | 15:00 | 212 | 213 | 2842 | 1380 | 447.32 | 639 | 11368 | 1738.8 | 14193.12 | 37191.4 | 0.38162
2017-12-24 | 16:00 | N | 0.44 | 3 | 4 | 1.51 | 16:00 | 191 | 237 | 2842 | 1380 | 84.04 | 711 | 11368 | 2083.8 | 14246.84 | 36462.37 | 0.39073
2017-12-24 | 17:00 | N | 0.3 | 4 | 4.57 | 1.76 | 17:00 | 218 | 258 | 2842 | 1380 | 65.4 | 1032 | 12987.94 | 2428.8 | 16514.14 | 36165.25 | 0.45663
2017-12-24 | 18:00 | N | 2 | 10.75 | 10.75 | 1.78 | 18:00 | 240 | 365 | 2842 | 1380 | 480 | 3923.75 | 30551.5 | 2456.4 | 37411.65 | 36195.07 | 1.0336
2017-12-24 | 19:00 | N | 2.11 | 6 | 10.44 | 1.33 | 19:00 | 320 | 214 | 2842 | 1426 | 675.2 | 1284 | 29670.48 | 1896.58 | 33526.26 | 37870.36 | 0.88529
2017-12-24 | 20:00 | N | 2 | 4 | 10.75 | 0.99 | 20:00 | 322 | 178 | 2842 | 1426 | 644 | 712 | 30551.5 | 1411.74 | 33319.24 | 39819.27 | 0.83676
2017-12-24 | 21:00 | N | 1.05 | 4 | 6.01 | 1 | 21:00 | 337 | 173 | 2842 | 1426 | 353.85 | 692 | 17080.42 | 1426 | 19552.27 | 39851.5 | 0.49063
2017-12-24 | 22:00 | N | 2.11 | 3.84 | 4 | 1 | 22:00 | 394 | 194 | 2842 | 1426 | 831.34 | 744.96 | 11368 | 1426 | 14370.3 | 39908.99 | 0.36008
2017-12-24 | 23:00 | N | 3.5 | 4 | 4 | 0.61 | 23:00 | 389 | 265 | 2985 | 1111 | 1361.5 | 1060 | 11940 | 677.71 | 15039.21 | 39932.5 | 0.37662
2017-12-24 | 24:00 | N | 3.5 | 3 | 2.77 | 0.61 | 24:00 | 362 | 243 | 2985 | 1111 | 1267 | 729 | 8268.45 | 677.71 | 10942.16 | 39524.38 | 0.27685
2017-12-25 | 1:00 | N | 2.61 | 4.61 | 3.79 | 0.75 | 1:00 | 294 | 212 | 2985 | 1111 | 767.34 | 977.32 | 11313.15 | 833.25 | 13891.06 | 38789.59 | 0.35811
2017-12-25 | 2:00 | N | 0.49 | 2.61 | 3 | 0.75 | 2:00 | 236 | 179 | 2985 | 1111 | 115.64 | 467.19 | 8955 | 833.25 | 10371.08 | 38230.25 | 0.27128
2017-12-25 | 3:00 | N | 1.26 | 2.11 | 3 | 1.42 | 3:00 | 201 | 205 | 2985 | 1717 | 253.26 | 432.55 | 8955 | 2438.14 | 12078.95 | 38151.33 | 0.31661
2017-12-25 | 4:00 | N | 0.41 | 2.51 | 3 | 1.42 | 4:00 | 185 | 205 | 2985 | 1717 | 75.85 | 514.55 | 8955 | 2438.14 | 11983.54 | 38274.44 | 0.3131
2017-12-25 | 5:00 | N | 1.1 | 3.2 | 3.08 | 1.75 | 5:00 | 207 | 283 | 2985 | 1717 | 227.7 | 905.6 | 9193.8 | 3004.75 | 13331.85 | 38570.22 | 0.34565
2017-12-25 | 6:00 | N | 3.29 | 6.23 | 3.23 | 1.75 | 6:00 | 327 | 438 | 2985 | 1717 | 1075.83 | 2728.74 | 9641.55 | 3004.75 | 16450.87 | 39279.16 | 0.41882
2017-12-25 | 7:00 | N | 1 | 9.85 | 7.73 | 3 | 7:00 | 249 | 556 | 2872 | 2219 | 249 | 5476.6 | 22200.56 | 6657 | 34583.16 | 40538.91 | 0.85309
2017-12-25 | 8:00 | N | 1 | 4.64 | 6.48 | 3 | 8:00 | 256 | 306 | 2872 | 2219 | 256 | 1419.84 | 18610.56 | 6657 | 26943.4 | 42032.85 | 0.64101
2017-12-25 | 9:00 | N | 0.35 | 5.11 | 5.52 | 3.11 | 9:00 | 156 | 343 | 2872 | 2219 | 54.6 | 1752.73 | 15853.44 | 6901.09 | 24561.86 | 43116.5 | 0.56966
2017-12-25 | 10:00 | N | 0.87 | 4.74 | 5.74 | 3 | 10:00 | 196 | 315 | 2872 | 2219 | 170.52 | 1493.1 | 16485.28 | 6657 | 24805.9 | 43553.16 | 0.56955
2017-12-25 | 11:00 | N | 1 | 4.84 | 5.36 | 1.32 | 11:00 | 226 | 326 | 2842 | 1635 | 226 | 1577.84 | 15233.12 | 2158.2 | 19195.16 | 43488.3 | 0.44139
2017-12-25 | 12:00 | N | 1.95 | 3.18 | 4.25 | 1.26 | 12:00 | 222 | 319 | 2842 | 1635 | 432.9 | 1014.42 | 12078.5 | 2060.1 | 15585.92 | 42735.03 | 0.36471
2017-12-25 | 13:00 | N | 2.92 | 3.18 | 4.25 | 1.42 | 13:00 | 195 | 299 | 2842 | 1635 | 569.4 | 950.82 | 12078.5 | 2321.7 | 15920.42 | 41271.76 | 0.38575
2017-12-25 | 14:00 | N | 2.61 | 3.1 | 4.25 | 1.43 | 14:00 | 205 | 237 | 2842 | 1635 | 535.05 | 734.7 | 12078.5 | 2338.05 | 15686.3 | 39461.51 | 0.39751
2017-12-25 | 15:00 | N | 2.61 | 3.1 | 4.19 | 1.42 | 15:00 | 212 | 213 | 2842 | 1380 | 553.32 | 660.3 | 11907.98 | 1959.6 | 15081.2 | 37753.74 | 0.39946
2017-12-25 | 16:00 | N | 1.28 | 3.1 | 4.25 | 1 | 16:00 | 191 | 237 | 2842 | 1380 | 244.48 | 734.7 | 12078.5 | 1380 | 14437.68 | 36095.14 | 0.39999
2017-12-25 | 17:00 | N | 1 | 4 | 5 | 1 | 17:00 | 218 | 258 | 2842 | 1380 | 218 | 1032 | 14210 | 1380 | 16840 | 35409.9 | 0.47557
2017-12-25 | 18:00 | N | 2.11 | 8.8 | 9 | 1.89 | 18:00 | 240 | 365 | 2842 | 1380 | 506.4 | 3212 | 25578 | 2608.2 | 31904.6 | 35697.03 | 0.89376
2017-12-25 | 19:00 | N | 3.11 | 6 | 8.51 | 1.24 | 19:00 | 320 | 214 | 2842 | 1426 | 995.2 | 1284 | 24185.42 | 1768.24 | 28232.86 | 37765.97 | 0.74757
2017-12-25 | 20:00 | N | 2.61 | 4 | 6.01 | 1 | 20:00 | 322 | 178 | 2842 | 1426 | 840.42 | 712 | 17080.42 | 1426 | 20058.84 | 39562.68 | 0.50701
2017-12-25 | 21:00 | N | 1.66 | 4 | 5.76 | 1 | 21:00 | 337 | 173 | 2842 | 1426 | 559.42 | 692 | 16369.92 | 1426 | 19047.34 | 39682.71 | 0.47999
2017-12-25 | 22:00 | N | 3.16 | 4.26 | 5.26 | 1 | 22:00 | 394 | 194 | 2842 | 1426 | 1245.04 | 826.44 | 14948.92 | 1426 | 18446.4 | 39597 | 0.46585
2017-12-25 | 23:00 | N | 4.01 | 4.26 | 5.1 | 0.75 | 23:00 | 389 | 265 | 2985 | 1111 | 1559.89 | 1128.9 | 15223.5 | 833.25 | 18745.54 | 38981.67 | 0.48088
2017-12-25 | 24:00 | N | 5.6 | 4 | 4.24 | 0.5 | 24:00 | 362 | 243 | 2985 | 1111 | 2027.2 | 972 | 12656.4 | 555.5 | 16211.1 | 37569.6 | 0.4315
2017-12-26 | 1:00 | N | 3.01 | 3.83 | 3.5 | 0.75 | 1:00 | 294 | 212 | 2985 | 1111 | 884.94 | 811.96 | 10447.5 | 833.25 | 12977.65 | 35834.39 | 0.36216
2017-12-26 | 2:00 | N | 1.24 | 2.8 | 3 | 0.5 | 2:00 | 236 | 179 | 2985 | 1111 | 292.64 | 501.2 | 8955 | 555.5 | 10304.34 | 34327.03 | 0.30018
2017-12-26 | 3:00 | N | 3.01 | 2.8 | 3 | 0.99 | 3:00 | 201 | 205 | 2985 | 1717 | 605.01 | 574 | 8955 | 1699.83 | 11833.84 | 33357.6 | 0.35476
2017-12-26 | 4:00 | N | 1 | 2.8 | 3 | 0.99 | 4:00 | 185 | 205 | 2985 | 1717 | 185 | 574 | 8955 | 1699.83 | 11413.83 | 32901.14 | 0.34691
2017-12-26 | 5:00 | N | 2.77 | 3.15 | 3.15 | 0.99 | 5:00 | 207 | 283 | 2985 | 1717 | 573.39 | 891.45 | 9402.75 | 1699.83 | 12567.42 | 32938.31 | 0.38154
2017-12-26 | 6:00 | N | 5.49 | 7.46 | 3.47 | 0.99 | 6:00 | 327 | 438 | 2985 | 1717 | 1795.23 | 3267.48 | 10357.95 | 1699.83 | 17120.49 | 33626.19 | 0.50914
2017-12-26 | 7:00 | N | 3.96 | 9.03 | 6.95 | 1.99 | 7:00 | 249 | 556 | 2872 | 2219 | 986.04 | 5020.68 | 19960.4 | 4415.81 | 30382.93 | 35107.34 | 0.86543
2017-12-26 | 8:00 | N | 1.31 | 4.84 | 7.53 | 2.61 | 8:00 | 256 | 306 | 2872 | 2219 | 335.36 | 1481.04 | 21626.16 | 5791.59 | 29234.15 | 37130.93 | 0.78733
2017-12-26 | 9:00 | N | 0.22 | 5.78 | 6.89 | 2.75 | 9:00 | 156 | 343 | 2872 | 2219 | 34.32 | 1982.54 | 19788.08 | 6102.25 | 27907.19 | 38690.82 | 0.72129
2017-12-26 | 10:00 | N | 1 | 6.91 | 7.91 | 2.75 | 10:00 | 196 | 315 | 2872 | 2219 | 196 | 2176.65 | 22717.52 | 6102.25 | 31192.42 | 39963.3 | 0.78053
2017-12-26 | 11:00 | N | 1 | 4.88 | 6.01 | 1.09 | 11:00 | 226 | 326 | 2842 | 1635 | 226 | 1590.88 | 17080.42 | 1782.15 | 20679.45 | 41357.28 | 0.50002
2017-12-26 | 12:00 | N | 1 | 2.61 | 3.99 | 1 | 12:00 | 222 | 319 | 2842 | 1635 | 222 | 832.59 | 11339.58 | 1635 | 14029.17 | 42267.57 | 0.33191
2017-12-26 | 13:00 | N | 1.77 | 1.63 | 2.82 | 1 | 13:00 | 195 | 299 | 2842 | 1635 | 345.15 | 487.37 | 8014.44 | 1635 | 10481.96 | 42625.36 | 0.24591
2017-12-26 | 14:00 | N | 1 | 1.48 | 2.49 | 1 | 14:00 | 205 | 237 | 2842 | 1635 | 205 | 350.76 | 7076.58 | 1635 | 9267.34 | 42526.09 | 0.21792
2017-12-26 | 15:00 | N | 2.11 | 1.48 | 2.11 | 1 | 15:00 | 212 | 213 | 2842 | 1380 | 447.32 | 315.24 | 5996.62 | 1380 | 8139.18 | 42419.53 | 0.19187
2017-12-26 | 16:00 | N | 0.42 | 1.48 | 2 | 0.99 | 16:00 | 191 | 237 | 2842 | 1380 | 80.22 | 350.76 | 5684 | 1366.2 | 7481.18 | 42205.2 | 0.17726
2017-12-26 | 17:00 | N | 0.78 | 2.61 | 3.05 | 1 | 17:00 | 218 | 258 | 2842 | 1380 | 170.04 | 673.38 | 8668.1 | 1380 | 10891.52 | 42296.05 | 0.25751
2017-12-26 | 18:00 | N | 1.15 | 14.49 | 18.2 | 0.99 | 18:00 | 240 | 365 | 2842 | 1380 | 276 | 5288.85 | 51724.4 | 1366.2 | 58655.45 | 42867.34 | 1.3683
2017-12-26 | 19:00 | N | 2 | 6.66 | 12.35 | 0.97 | 19:00 | 320 | 214 | 2842 | 1426 | 640 | 1425.24 | 35098.7 | 1383.22 | 38547.16 | 44775.55 | 0.8609
2017-12-26 | 20:00 | N | 1.18 | 2.51 | 6.1 | 0.97 | 20:00 | 322 | 178 | 2842 | 1426 | 379.96 | 446.78 | 17336.2 | 1383.22 | 19546.16 | 45818.02 | 0.4266
2017-12-26 | 21:00 | N | 0.93 | 4 | 5.44 | 0.97 | 21:00 | 337 | 173 | 2842 | 1426 | 313.41 | 692 | 15460.48 | 1383.22 | 17849.11 | 45450.04 | 0.39272
2017-12-26 | 22:00 | N | 2.61 | 2.51 | 4 | 0.97 | 22:00 | 394 | 194 | 2842 | 1426 | 1028.34 | 486.94 | 11368 | 1383.22 | 14266.5 | 44785.95 | 0.31855
2017-12-26 | 23:00 | N | 5.51 | 4 | 4 | 0.75 | 23:00 | 389 | 265 | 2985 | 1111 | 2143.39 | 1060 | 11940 | 833.25 | 15976.64 | 43522.61 | 0.36709
2017-12-26 | 24:00 | N | 3.54 | 3.59 | 3.25 | 0.75 | 24:00 | 362 | 243 | 2985 | 1111 | 1281.48 | 872.37 | 9701.25 | 833.25 | 12688.35 | 41545.08 | 0.30541
2017-12-27 | 1:00 | N | 3.5 | 2.61 | 2.13 | 0.59 | 1:00 | 294 | 212 | 2985 | 1111 | 1029 | 553.32 | 6358.05 | 655.49 | 8595.86 | 39563.81 | 0.21727
2017-12-27 | 2:00 | N | 1.8 | 2.11 | 2.11 | 0.5 | 2:00 | 236 | 179 | 2985 | 1111 | 424.8 | 377.69 | 6298.35 | 555.5 | 7656.34 | 38121.55 | 0.20084
2017-12-27 | 3:00 | N | 2.11 | 2.11 | 2.11 | 0.99 | 3:00 | 201 | 205 | 2985 | 1717 | 424.11 | 432.55 | 6298.35 | 1699.83 | 8854.84 | 37487.5 | 0.23621
2017-12-27 | 4:00 | N | 1 | 2.11 | 2.04 | 0.99 | 4:00 | 185 | 205 | 2985 | 1717 | 185 | 432.55 | 6089.4 | 1699.83 | 8406.78 | 37413.94 | 0.2247
2017-12-27 | 5:00 | N | 3 | 3.23 | 2.5 | 1 | 5:00 | 207 | 283 | 2985 | 1717 | 621 | 914.09 | 7462.5 | 1717 | 10714.59 | 37874.16 | 0.2829
2017-12-27 | 6:00 | N | 4.01 | 8 | 3.81 | 0.99 | 6:00 | 327 | 438 | 2985 | 1717 | 1311.27 | 3504 | 11372.85 | 1699.83 | 17887.95 | 39203.2 | 0.45629
2017-12-27 | 7:00 | N | 2 | 13.6 | 12.01 | 4.22 | 7:00 | 249 | 556 | 2872 | 2219 | 498 | 7561.6 | 34492.72 | 9364.18 | 51916.5 | 41617.22 | 1.2475
2017-12-27 | 8:00 | N | 1.12 | 4.77 | 11.56 | 2.49 | 8:00 | 256 | 306 | 2872 | 2219 | 286.72 | 1459.62 | 33200.32 | 5525.31 | 40471.97 | 44402.29 | 0.91148
2017-12-27 | 9:00 | N | 0.83 | 4.74 | 6.01 | 1.42 | 9:00 | 156 | 343 | 2872 | 2219 | 129.48 | 1625.82 | 17260.72 | 3150.98 | 22167 | 46367.61 | 0.47807
2017-12-27 | 10:00 | N | 1 | 4.22 | 5.15 | 1.22 | 10:00 | 196 | 315 | 2872 | 2219 | 196 | 1329.3 | 14790.8 | 2707.18 | 19023.28 | 47530.58 | 0.40023
2017-12-27 | 11:00 | N | 1.09 | 3.85 | 4.35 | 1.2 | 11:00 | 226 | 326 | 2842 | 1635 | 246.34 | 1255.1 | 12362.7 | 1962 | 15826.14 | 48693.45 | 0.32502
2017-12-27 | 12:00 | N | 2 | 3 | 4.25 | 0.99 | 12:00 | 222 | 319 | 2842 | 1635 | 444 | 957 | 12078.5 | 1618.65 | 15098.15 | 49362.6 | 0.30586
2017-12-27 | 13:00 | N | 2.11 | 2.96 | 3.12 | 1 | 13:00 | 195 | 299 | 2842 | 1635 | 411.45 | 885.04 | 8867.04 | 1635 | 11798.53 | 49397.39 | 0.23885
2017-12-27 | 14:00 | N | 1.88 | 1.34 | 2.31 | 1 | 14:00 | 205 | 237 | 2842 | 1635 | 385.4 | 317.58 | 6565.02 | 1635 | 8903 | 48990.65 | 0.18173
2017-12-27 | 15:00 | N | 1.43 | 1 | 2 | 1 | 15:00 | 212 | 213 | 2842 | 1380 | 303.16 | 213 | 5684 | 1380 | 7580.16 | 48695.65 | 0.15566
2017-12-27 | 16:00 | N | 0.9 | 1.33 | 2 | 1.33 | 16:00 | 191 | 237 | 2842 | 1380 | 171.9 | 315.21 | 5684 | 1835.4 | 8006.51 | 48488.12 | 0.16512
2017-12-27 | 17:00 | N | 1 | 2.27 | 2.61 | 1 | 17:00 | 218 | 258 | 2842 | 1380 | 218 | 585.66 | 7417.62 | 1380 | 9601.28 | 48532.45 | 0.19783
2017-12-27 | 18:00 | N | 2.61 | 12.01 | 13.65 | 5 | 18:00 | 240 | 365 | 2842 | 1380 | 626.4 | 4383.65 | 38793.3 | 6900 | 50703.35 | 49120.37 | 1.0322
2017-12-27 | 19:00 | N | 2.11 | 8.2 | 13.46 | 1.53 | 19:00 | 320 | 214 | 2842 | 1426 | 675.2 | 1754.8 | 38253.32 | 2181.78 | 42865.1 | 50865.23 | 0.84272
2017-12-27 | 20:00 | N | 2 | 4 | 9.19 | 1.26 | 20:00 | 322 | 178 | 2842 | 1426 | 644 | 712 | 26117.98 | 1796.76 | 29270.74 | 51849.48 | 0.56453
2017-12-27 | 21:00 | N | 1.28 | 4 | 6.01 | 1.13 | 21:00 | 337 | 173 | 2842 | 1426 | 431.36 | 692 | 17080.42 | 1611.38 | 19815.16 | 51248.98 | 0.38664
2017-12-27 | 22:00 | N | 2.61 | 4.27 | 6.21 | 1.08 | 22:00 | 394 | 194 | 2842 | 1426 | 1028.34 | 828.38 | 17648.82 | 1540.08 | 21045.62 | 50473.5 | 0.41696
2017-12-27 | 23:00 | N | 3.5 | 3 | 3.25 | 0.97 | 23:00 | 389 | 265 | 2985 | 1111 | 1361.5 | 795 | 9701.25 | 1077.67 | 12935.42 | 48875.77 | 0.26466
2017-12-27 | 24:00 | N | 3.11 | 2.61 | 2.61 | 0.97 | 24:00 | 362 | 243 | 2985 | 1111 | 1125.82 | 634.23 | 7790.85 | 1077.67 | 10628.57 | 46614.24 | 0.22801
2017-12-28 | 1:00 | N | 3.01 | 1.36 | 1.38 | 0.71 | 1:00 | 294 | 212 | 2985 | 1111 | 884.94 | 288.32 | 4119.3 | 788.81 | 6081.37 | 44251.49 | 0.13743
2017-12-28 | 2:00 | N | 1 | 1.01 | 1.36 | 0.69 | 2:00 | 236 | 179 | 2985 | 1111 | 236 | 180.79 | 4059.6 | 766.59 | 5242.98 | 42492.12 | 0.12339
2017-12-28 | 3:00 | N | 1.89 | 1.01 | 1.36 | 0.99 | 3:00 | 201 | 205 | 2985 | 1717 | 379.89 | 207.05 | 4059.6 | 1699.83 | 6346.37 | 41413.48 | 0.15324
2017-12-28 | 4:00 | N | 0.97 | 1.01 | 1.36 | 0.99 | 4:00 | 185 | 205 | 2985 | 1717 | 179.45 | 207.05 | 4059.6 | 1699.83 | 6145.93 | 40872.08 | 0.15037
2017-12-28 | 5:00 | N | 2 | 1.36 | 1.36 | 0.99 | 5:00 | 207 | 283 | 2985 | 1717 | 414 | 384.88 | 4059.6 | 1699.83 | 6558.31 | 40847.85 | 0.16055
2017-12-28 | 6:00 | N | 3.19 | 5 | 1.95 | 0.99 | 6:00 | 327 | 438 | 2985 | 1717 | 1043.13 | 2190 | 5820.75 | 1699.83 | 10753.71 | 41643.66 | 0.25823
2017-12-28 | 7:00 | N | 2 | 16.04 | 16.05 | 6 | 7:00 | 249 | 556 | 2872 | 2219 | 498 | 8918.24 | 46095.6 | 13314 | 68825.84 | 43425.79 | 1.5849
2017-12-28 | 8:00 | N | 1.28 | 7.31 | 11.86 | 5.71 | 8:00 | 256 | 306 | 2872 | 2219 | 327.68 | 2236.86 | 34061.92 | 12670.49 | 49296.95 | 45749.97 | 1.0775
2017-12-28 | 9:00 | N | 1 | 4.93 | 6.91 | 4 | 9:00 | 156 | 343 | 2872 | 2219 | 156 | 1690.99 | 19845.52 | 8876 | 30568.51 | 47213.05 | 0.64746
2017-12-28 | 10:00 | N | 1 | 3.64 | 5.47 | 1.99 | 10:00 | 196 | 315 | 2872 | 2219 | 196 | 1146.6 | 15709.84 | 4415.81 | 21468.25 | 47834.49 | 0.4488
2017-12-28 | 11:00 | N | 1.85 | 3.1 | 4 | 1 | 11:00 | 226 | 326 | 2842 | 1635 | 418.1 | 1010.6 | 11368 | 1635 | 14431.7 | 48472.68 | 0.29773
2017-12-28 | 12:00 | N | 2.11 | 2.78 | 3.79 | 0.99 | 12:00 | 222 | 319 | 2842 | 1635 | 468.42 | 886.82 | 10771.18 | 1618.65 | 13745.07 | 48550.02 | 0.28311
2017-12-28 | 13:00 | N | 2.11 | 1.03 | 2.33 | 1 | 13:00 | 195 | 299 | 2842 | 1635 | 411.45 | 307.97 | 6621.86 | 1635 | 8976.28 | 47940.66 | 0.18724
2017-12-28 | 14:00 | N | 1.82 | 2.51 | 2.59 | 1 | 14:00 | 205 | 237 | 2842 | 1635 | 373.1 | 594.87 | 7360.78 | 1635 | 9963.75 | 46707.65 | 0.21332
2017-12-28 | 15:00 | N | 2.06 | 1.91 | 2.11 | 0.99 | 15:00 | 212 | 213 | 2842 | 1380 | 436.72 | 406.83 | 5996.62 | 1366.2 | 8206.37 | 45603.25 | 0.17995
2017-12-28 | 16:00 | N | 1.38 | 2.15 | 2.35 | 1 | 16:00 | 191 | 237 | 2842 | 1380 | 263.58 | 509.55 | 6678.7 | 1380 | 8831.83 | 44702.81 | 0.19757
2017-12-28 | 17:00 | N | 1.13 | 3 | 3.55 | 1.6 | 17:00 | 218 | 258 | 2842 | 1380 | 246.34 | 774 | 10089.1 | 2208 | 13317.44 | 44351.49 | 0.30027
2017-12-28 | 18:00 | N | 3.07 | 17.17 | 18.38 | 4 | 18:00 | 240 | 365 | 2842 | 1380 | 736.8 | 6267.05 | 52235.96 | 5520 | 64759.81 | 44752.91 | 1.4471
2017-12-28 | 19:00 | N | 2.61 | 9.65 | 18.36 | 1.5 | 19:00 | 320 | 214 | 2842 | 1426 | 835.2 | 2065.1 | 52179.12 | 2139 | 57218.42 | 46386.24 | 1.2335
2017-12-28 | 20:00 | N | 2.11 | 3.93 | 6.41 | 1.3 | 20:00 | 322 | 178 | 2842 | 1426 | 679.42 | 699.54 | 18217.22 | 1853.8 | 21449.98 | 48078.57 | 0.44614
2017-12-28 | 21:00 | N | 1.3 | 4 | 5.03 | 1 | 21:00 | 337 | 173 | 2842 | 1426 | 438.1 | 692 | 14295.26 | 1426 | 16851.36 | 47747.14 | 0.35293
2017-12-28 | 22:00 | N | 2.11 | 3.57 | 4.55 | 0.99 | 22:00 | 394 | 194 | 2842 | 1426 | 831.34 | 692.58 | 12931.1 | 1411.74 | 15866.76 | 47138.35 | 0.3366
2017-12-28 | 23:00 | N | 3.5 | 2.71 | 2.71 | 0.61 | 23:00 | 389 | 265 | 2985 | 1111 | 1361.5 | 718.15 | 8089.35 | 677.71 | 10846.71 | 45887.65 | 0.23638
2017-12-28 | 24:00 | N | 3.5 | 2.69 | 2.69 | 0.71 | 24:00 | 362 | 243 | 2985 | 1111 | 1267 | 653.67 | 8029.65 | 788.81 | 10739.13 | 43647.1 | 0.24604
2017-12-29 | 1:00 | N | 2.99 | 1.86 | 1.85 | 0.61 | 1:00 | 294 | 212 | 2985 | 1111 | 879.06 | 394.32 | 5522.25 | 677.71 | 7473.34 | 41390.55 | 0.18056
2017-12-29 | 2:00 | N | 0.32 | 1.4 | 1.6 | 0.61 | 2:00 | 236 | 179 | 2985 | 1111 | 75.52 | 250.6 | 4776 | 677.71 | 5779.83 | 39839.42 | 0.14508
2017-12-29 | 3:00 | N | 2.11 | 1.24 | 1.6 | 0.99 | 3:00 | 201 | 205 | 2985 | 1717 | 424.11 | 254.2 | 4776 | 1699.83 | 7154.14 | 38883.83 | 0.18399
2017-12-29 | 4:00 | N | 0.15 | 1.4 | 1.6 | 0.99 | 4:00 | 185 | 205 | 2985 | 1717 | 27.75 | 287 | 4776 | 1699.83 | 6790.58 | 38397.75 | 0.17685
2017-12-29 | 5:00 | N | 2.11 | 1.66 | 1.86 | 0.99 | 5:00 | 207 | 283 | 2985 | 1717 | 436.77 | 469.78 | 5552.1 | 1699.83 | 8158.48 | 38509.3 | 0.21186
2017-12-29 | 6:00 | N | 3.11 | 5 | 2 | 0.99 | 6:00 | 327 | 438 | 2985 | 1717 | 1016.97 | 2190 | 5970 | 1699.83 | 10876.8 | 39364.07 | 0.27631
2017-12-29 | 7:00 | N | 5.51 | 16 | 14.88 | 5 | 7:00 | 249 | 556 | 2872 | 2219 | 1371.99 | 8896 | 42735.36 | 11095 | 64098.35 | 41129.35 | 1.5585
2017-12-29 | 8:00 | N | 1.12 | 4 | 7.56 | 1 | 8:00 | 256 | 306 | 2872 | 2219 | 286.72 | 1224 | 21712.32 | 2219 | 25442.04 | 43365.71 | 0.58669
2017-12-29 | 9:00 | N | 0.26 | 4.54 | 6.9 | 1 | 9:00 | 156 | 343 | 2872 | 2219 | 40.56 | 1557.22 | 19816.8 | 2219 | 23633.58 | 44790.58 | 0.52765
2017-12-29 | 10:00 | N | 1 | 3.1 | 6.32 | 1 | 10:00 | 196 | 315 | 2872 | 2219 | 196 | 976.5 | 18151.04 | 2219 | 21542.54 | 45468.24 | 0.47379
2017-12-29 | 11:00 | N | 1.06 | 3 | 4.25 | 1 | 11:00 | 226 | 326 | 2842 | 1635 | 239.56 | 978 | 12078.5 | 1635 | 14931.06 | 45943.33 | 0.32499
2017-12-29 | 12:00 | N | 2 | 3 | 4 | 0.99 | 12:00 | 222 | 319 | 2842 | 1635 | 444 | 957 | 11368 | 1618.65 | 14387.65 | 45771.44 | 0.31434
2017-12-29 | 13:00 | N | 2.11 | 3 | 4 | 1 | 13:00 | 195 | 299 | 2842 | 1635 | 411.45 | 897 | 11368 | 1635 | 14311.45 | 44965.91 | 0.31827
2017-12-29 | 14:00 | N | 1 | 2.51 | 2.61 | 1 | 14:00 | 205 | 237 | 2842 | 1635 | 205 | 594.87 | 7417.62 | 1635 | 9852.49 | 43852.56 | 0.22467
2017-12-29 | 15:00 | N | 2.01 | 2.13 | 2.61 | 1 | 15:00 | 212 | 213 | 2842 | 1380 | 426.12 | 453.69 | 7417.62 | 1380 | 9677.43 | 42787.42 | 0.22617
2017-12-29 | 16:00 | N | 0.85 | 2.61 | 2.84 | 1 | 16:00 | 191 | 237 | 2842 | 1380 | 162.35 | 618.57 | 8071.28 | 1380 | 10232.2 | 41884.96 | 0.24429
2017-12-29 | 17:00 | N | 0.43 | 4 | 4.53 | 1 | 17:00 | 218 | 258 | 2842 | 1380 | 93.74 | 1032 | 12874.26 | 1380 | 15380 | 41389.14 | 0.3716
2017-12-29 | 18:00 | N | 2.11 | 14.71 | 14.91 | 1 | 18:00 | 240 | 365 | 2842 | 1380 | 506.4 | 5369.15 | 42374.22 | 1380 | 49629.77 | 41488.74 | 1.1962
2017-12-29 | 19:00 | N | 2.61 | 6.07 | 9.93 | 1 | 19:00 | 320 | 214 | 2842 | 1426 | 835.2 | 1298.98 | 28221.06 | 1426 | 31781.24 | 43098.49 | 0.73741
2017-12-29 | 20:00 | N | 2.61 | 3.62 | 4.86 | 0.95 | 20:00 | 322 | 178 | 2842 | 1426 | 840.42 | 644.36 | 13812.12 | 1354.7 | 16651.6 | 44310.57 | 0.37579
2017-12-29 | 21:00 | N | 0.95 | 3 | 2.61 | 0.95 | 21:00 | 337 | 173 | 2842 | 1426 | 320.15 | 519 | 7417.62 | 1354.7 | 9611.47 | 43713.03 | 0.21988
2017-12-29 | 22:00 | N | 2.61 | 3 | 2.61 | 0.95 | 22:00 | 394 | 194 | 2842 | 1426 | 1028.34 | 582 | 7417.62 | 1354.7 | 10382.66 | 43017.54 | 0.24136
2017-12-29 | 23:00 | N | 5 | 2.18 | 2.11 | 0.51 | 23:00 | 389 | 265 | 2985 | 1111 | 1945 | 577.7 | 6298.35 | 566.61 | 9387.66 | 41847.73 | 0.22433
2017-12-29 | 24:00 | N | 3.98 | 2.51 | 2.18 | 0.51 | 24:00 | 362 | 243 | 2985 | 1111 | 1440.76 | 609.93 | 6507.3 | 566.61 | 9124.6 | 40015.83 | 0.22802
2017-12-30 | 1:00 | N | 3.5 | 2.59 | 2 | 0.61 | 1:00 | 294 | 212 | 2985 | 1111 | 1029 | 549.08 | 5970 | 677.71 | 8225.79 | 37887.82 | 0.21711
2017-12-30 | 2:00 | N | 1.55 | 1.39 | 2 | 0.61 | 2:00 | 236 | 179 | 2985 | 1111 | 365.8 | 248.81 | 5970 | 677.71 | 7262.32 | 36167.34 | 0.2008
2017-12-30 | 3:00 | N | 2.61 | 1 | 2 | 0.99 | 3:00 | 201 | 205 | 2985 | 1717 | 524.61 | 205 | 5970 | 1699.83 | 8399.44 | 34996.88 | 0.24001
2017-12-30 | 4:00 | N | 1 | 1.22 | 2 | 0.99 | 4:00 | 185 | 205 | 2985 | 1717 | 185 | 250.1 | 5970 | 1699.83 | 8104.93 | 34336.56 | 0.23604
2017-12-30 | 5:00 | N | 2.99 | 2.43 | 2 | 0.99 | 5:00 | 207 | 283 | 2985 | 1717 | 618.93 | 687.69 | 5970 | 1699.83 | 8976.45 | 34009.67 | 0.26394
2017-12-30 | 6:00 | N | 4.12 | 5 | 2.24 | 0.99 | 6:00 | 327 | 438 | 2985 | 1717 | 1347.24 | 2190 | 6686.4 | 1699.83 | 11923.47 | 34164.66 | 0.349
2017-12-30 | 7:00 | N | 3.5 | 8.78 | 6.01 | 4.61 | 7:00 | 249 | 556 | 2872 | 2219 | 871.5 | 4881.68 | 17260.72 | 10229.59 | 33243.49 | 34800.87 | 0.95525
2017-12-30 | 8:00 | N | 2.23 | 2.71 | 3.24 | 2.55 | 8:00 | 256 | 306 | 2872 | 2219 | 570.88 | 829.26 | 9305.28 | 5658.45 | 16363.87 | 35944 | 0.45526
2017-12-30 | 9:00 | N | 0.45 | 4.77 | 5.6 | 4.15 | 9:00 | 156 | 343 | 2872 | 2219 | 70.2 | 1636.11 | 16083.2 | 9208.85 | 26998.36 | 37068.79 | 0.72833
2017-12-30 | 10:00 | N | 0.92 | 5.59 | 6.42 | 4.97 | 10:00 | 196 | 315 | 2872 | 2219 | 180.32 | 1760.85 | 18438.24 | 11028.43 | 31407.84 | 38218.97 | 0.82179
2017-12-30 | 11:00 | N | 1 | 3.12 | 4.48 | 0.99 | 11:00 | 226 | 326 | 2842 | 1635 | 226 | 1017.12 | 12732.16 | 1618.65 | 15593.93 | 39242.97 | 0.39737
2017-12-30 | 12:00 | N | 1 | 2.92 | 2.98 | 0.99 | 12:00 | 222 | 319 | 2842 | 1635 | 222 | 931.48 | 8469.16 | 1618.65 | 11241.29 | 39827.79 | 0.28225
2017-12-30 | 13:00 | N | 2.11 | 2.53 | 2.61 | 0.99 | 13:00 | 195 | 299 | 2842 | 1635 | 411.45 | 756.47 | 7417.62 | 1618.65 | 10204.19 | 39711.41 | 0.25696
2017-12-30 | 14:00 | N | 1.55 | 2.12 | 2.17 | 0.99 | 14:00 | 205 | 237 | 2842 | 1635 | 317.75 | 502.44 | 6167.14 | 1618.65 | 8605.98 | 39272.08 | 0.21914
2017-12-30 | 15:00 | N | 1.67 | 1.88 | 2.11 | 0.99 | 15:00 | 212 | 213 | 2842 | 1380 | 354.04 | 400.44 | 5996.62 | 1366.2 | 8117.3 | 38878.41 | 0.20879
2017-12-30 | 16:00 | N | 0.01 | 1.8 | 2 | 0.99 | 16:00 | 191 | 237 | 2842 | 1380 | 1.91 | 426.6 | 5684 | 1366.2 | 7478.71 | 38813.37 | 0.19268
2017-12-30 | 17:00 | N | 0.03 | 2.61 | 2.61 | 1.55 | 17:00 | 218 | 258 | 2842 | 1380 | 6.54 | 673.38 | 7417.62 | 2139 | 10236.54 | 39029.68 | 0.26228
2017-12-30 | 18:00 | N | 1.82 | 11.32 | 11.32 | 0.99 | 18:00 | 240 | 365 | 2842 | 1380 | 436.8 | 4131.8 | 32171.44 | 1366.2 | 38106.24 | 39585.16 | 0.96264
2017-12-30 | 19:00 | N | 2.61 | 5 | 6.01 | 0.99 | 19:00 | 320 | 214 | 2842 | 1426 | 835.2 | 1070 | 17080.42 | 1411.74 | 20397.36 | 41562.73 | 0.49076
2017-12-30 | 20:00 | N | 2.11 | 3.74 | 5.04 | 1 | 20:00 | 322 | 178 | 2842 | 1426 | 679.42 | 665.72 | 14323.68 | 1426 | 17094.82 | 43182.32 | 0.39588
2017-12-30 | 21:00 | N | 0.79 | 2.83 | 2.88 | 0.95 | 21:00 | 337 | 173 | 2842 | 1426 | 266.23 | 489.59 | 8184.96 | 1354.7 | 10295.48 | 43226.95 | 0.23817
2017-12-30 | 22:00 | N | 2.61 | 2.53 | 2.61 | 0.95 | 22:00 | 394 | 194 | 2842 | 1426 | 1028.34 | 490.82 | 7417.62 | 1354.7 | 10291.48 | 43121.99 | 0.23866
2017-12-30 | 23:00 | N | 4.37 | 2.43 | 2.51 | 0.61 | 23:00 | 389 | 265 | 2985 | 1111 | 1699.93 | 643.95 | 7492.35 | 677.71 | 10513.94 | 42547.36 | 0.24711
2017-12-30 | 24:00 | N | 3.46 | 2 | 2 | 0.61 | 24:00 | 362 | 243 | 2985 | 1111 | 1252.52 | 486 | 5970 | 677.71 | 8386.23 | 41283.69 | 0.20314
2017-12-31 | 1:00 | N | 3.11 | 2.11 | 2 | 0.97 | 1:00 | 294 | 212 | 2985 | 1111 | 914.34 | 447.32 | 5970 | 1077.67 | 8409.33 | 39763.17 | 0.21149
2017-12-31 | 2:00 | N | 1.86 | 1.8 | 2 | 0.97 | 2:00 | 236 | 179 | 2985 | 1111 | 438.96 | 322.2 | 5970 | 1077.67 | 7808.83 | 38485.56 | 0.2029
2017-12-31 | 3:00 | N | 2.22 | 1.01 | 2 | 0.99 | 3:00 | 201 | 205 | 2985 | 1717 | 446.22 | 207.05 | 5970 | 1699.83 | 8323.1 | 37570.33 | 0.22153
2017-12-31 | 4:00 | N | 1 | 1.8 | 2 | 0.99 | 4:00 | 185 | 205 | 2985 | 1717 | 185 | 369 | 5970 | 1699.83 | 8223.83 | 37073.63 | 0.22182
2017-12-31 | 5:00 | N | 2.61 | 2.55 | 2 | 0.99 | 5:00 | 207 | 283 | 2985 | 1717 | 540.27 | 721.65 | 5970 | 1699.83 | 8931.75 | 37103.47 | 0.24073
2017-12-31 | 6:00 | N | 3.5 | 4.53 | 2 | 0.99 | 6:00 | 327 | 438 | 2985 | 1717 | 1144.5 | 1984.14 | 5970 | 1699.83 | 10798.47 | 37640.26 | 0.28689
2017-12-31 | 7:00 | N | 3.11 | 7.81 | 4.97 | 4.21 | 7:00 | 249 | 556 | 2872 | 2219 | 774.39 | 4342.36 | 14273.84 | 9341.99 | 28732.58 | 38598.71 | 0.74439
2017-12-31 | 8:00 | N | 2.61 | 4.25 | 4.45 | 3 | 8:00 | 256 | 306 | 2872 | 2219 | 668.16 | 1300.5 | 12780.4 | 6657 | 21406.06 | 40107.81 | 0.53371
2017-12-31 | 9:00 | N | 1 | 5.18 | 6.01 | 4.56 | 9:00 | 156 | 343 | 2872 | 2219 | 156 | 1776.74 | 17260.72 | 10118.64 | 29312.1 | 41718.49 | 0.70262
2017-12-31 | 10:00 | N | 1.61 | 2.7 | 4.41 | 2.4 | 10:00 | 196 | 315 | 2872 | 2219 | 315.56 | 850.5 | 12665.52 | 5325.6 | 19157.18 | 43631.28 | 0.43907
2017-12-31 | 11:00 | N | 1 | 3 | 4 | 1 | 11:00 | 226 | 326 | 2842 | 1635 | 226 | 978 | 11368 | 1635 | 14207 | 45474.13 | 0.31242
2017-12-31 | 12:00 | N | 1 | 1 | 4 | 1 | 12:00 | 222 | 319 | 2842 | 1635 | 222 | 319 | 11368 | 1635 | 13544 | 46720.93 | 0.28989
2017-12-31 | 13:00 | N | 1.39 | 1 | 2.11 | 1 | 13:00 | 195 | 299 | 2842 | 1635 | 271.05 | 299 | 5996.62 | 1635 | 8201.67 | 47698.56 | 0.17195
2017-12-31 | 14:00 | N | 1 | 1 | 2 | 1 | 14:00 | 205 | 237 | 2842 | 1635 | 205 | 237 | 5684 | 1635 | 7761 | 48521.66 | 0.15995
2017-12-31 | 15:00 | N | 2.44 | 1 | 2 | 1 | 15:00 | 212 | 213 | 2842 | 1380 | 517.28 | 213 | 5684 | 1380 | 7794.28 | 48973.73 | 0.15915
2017-12-31 | 16:00 | N | 2.34 | 1 | 2 | 2.48 | 16:00 | 191 | 237 | 2842 | 1380 | 446.94 | 237 | 5684 | 3422.4 | 9790.34 | 49246.16 | 0.1988
2017-12-31 | 17:00 | N | 2.25 | 1.51 | 2 | 1.82 | 17:00 | 218 | 258 | 2842 | 1380 | 490.5 | 389.58 | 5684 | 2511.6 | 9075.68 | 49711.52 | 0.18257
2017-12-31 | 18:00 | N | 3.18 | 7.11 | 9.02 | 1 | 18:00 | 240 | 365 | 2842 | 1380 | 763.2 | 2595.15 | 25634.84 | 1380 | 30373.19 | 50595.52 | 0.60031
2017-12-31 | 19:00 | N | 1.72 | 5 | 12.42 | 1.5 | 19:00 | 320 | 214 | 2842 | 1426 | 550.4 | 1070 | 35297.64 | 2139 | 39057.04 | 52884.86 | 0.73853
2017-12-31 | 20:00 | N | 2.33 | 1.32 | 4.16 | 1 | 20:00 | 322 | 178 | 2842 | 1426 | 750.26 | 234.96 | 11822.72 | 1426 | 14233.94 | 54424.33 | 0.26154
2017-12-31 | 21:00 | N | 1 | 1.51 | 4 | 1 | 21:00 | 337 | 173 | 2842 | 1426 | 337 | 261.23 | 11368 | 1426 | 13392.23 | 53963.42 | 0.24817
2017-12-31 | 22:00 | N | 1 | 1.51 | 2.9 | 1 | 22:00 | 394 | 194 | 2842 | 1426 | 394 | 292.94 | 8241.8 | 1426 | 10354.74 | 53162.33 | 0.19478
2017-12-31 | 23:00 | N | 2.11 | 1 | 2 | 1 | 23:00 | 389 | 265 | 2985 | 1111 | 820.79 | 265 | 5970 | 1111 | 8166.79 | 52351.97 | 0.156
2017-12-31 | 24:00 | N | 2.61 | 1 | 2 | 1 | 24:00 | 362 | 243 | 2985 | 1111 | 944.82 | 243 | 5970 | 1111 | 8268.82 | 51388.94 | 0.16091

## EVSE - Industry
Company | Cost | Cost of hardware alone (scaled to be 2/3 of hardware+install costs) | Power (kW) | Cost category | $/kW, hardware alone | Source | Details
ABB | 30000 | 30000 | 50 | Hardware alone | 600 | Tony Williams convo
Tesla | 250000 | 166666.6667 | 480 | Hardware + install | 347.2222 | Tony Williams convo | 8 stalls, 4 chargers; each charger 120 kW
Nissan | 49000 | 32666.6667 | 50 | Hardware + install | 653.3333 | Tony Williams convo
? | 40000 | 40000 | 90 | Hardware alone | 444.4444 | Charging costs report (https://www.afdc.energy.gov/uploads/publication/evse_cost_report_2015.pdf) | Cites "high-end single port DCFC [able to accommodate high amperage]" (p. 12), which implies the highest-end figure cited on p. 7 (90 kW, 400 A)
Large company | 150000 | 150000 | 500 | Hardware alone | 300 | Doug Black, LBNL
Proterra bus charger | 349000 | 349000 | 500 | Hardware alone | 698 | NREL: http://www.nrel.gov/docs/fy16osti/65274.pdf, p. 13
|  |  |  | Average cost of hardware, estimated from all sources | 507.1667 | $/kW
|  |  |  | Average cost of hardware, estimated from hardware-only sources | 510.6111 | $/kW
|  |  |  | Average cost of hardware, estimated from <120 kW sources | 511.25
|  |  |  | Cost of 9-MW charger | 4601250

## EVSE - Grid-tied storage
Extracted values using WebPlotDigitizer
Cost component | Million $ for 60-MW/240-MWh Battery Storage System component cost | $/kW | $/kWh
Lithium-ion battery | 50.5882 | 843.1373 | 210.7843
Bidirectional inverter | 3.5294 | 58.8235 | 14.7059
Structural BOS | 3.5294 | 58.8235 | 14.7059
Electrical BOS | 8.8235 | 147.0588 | 36.7647
Install labor & equipment | 5.2941 | 88.2353 | 22.0588
EPC overhead | 2.9412 | 49.0196 | 12.2549
Sales tax | 5.8824 | 98.0392 | 24.5098
Interconnection fee | 1.7647 | 29.4118 | 7.3529
Contingency | 2.9412 | 49.0196 | 12.2549
Developer overhead | 1.7647 | 29.4118 | 7.3529
EPC/developer net profit | 4.7059 | 78.4314 | 19.6078
Apparently omitted costs: transmission line, land acquisition, permitting fee

## Installation
Notes on what comprises non-electrical installation costs:
From INL:
Materials: Standard installation materials, which would be in nearly every installation, but whose quantities may vary. Examples of standard installation materials include conduit, conductors, emergency shut-off switch, circuit breaker, fasteners, etc.
Materials: Installation surface replacement materials, which would depend entirely on where the DCFC was sited relative to the power source and work needed to restore the surface(s) impacted by installation of the unit and its associated electrical wiring (e.g. concrete, asphalt, gravel, etc.).
Materials: New electrical service materials, which include switch gear with meter section, conduit, and wire.
Administration: v=Administrative costs that were specifically associated with total DCFC installation costs include permit application processing, permit fees, engineering drawings, and, where required by the permitting authority, load studies. Just as the materials were affected by the specific installation site, so too were administration costs.
Ground surface materials: It is self-evident that the DCFC site surface impacted by installation of conduit, concrete mounting pads, parking spaces, striping, etc. would vary depending on the surface the DCFC was installed on. Installation of underground electrical conduit was done either by trenching or boring (Figure 5). The basis for this decision depended on the site owners’ preference regarding the appearance of after work restoration. The decision was also impacted by underground (e.g. water, gas, or electrical services) or aboveground (e.g., planters) features that may have made trenching impractical and the length of the underground passage.
Electrical service upgrades: Many of the DCFC installations required new electrical service to be added to the host’s site. The cost of these installations was significantly higher than those that did not require new service. The total cost increased due to the fees charged by the local electric utility to extend the service from the grid to the host site and the additional electrical switch gear and new meter required to manage this new electrical service. Electrical service extension costs also varied depending on the electric utility’s policies for aboveground or underground service. Overhead service is typically less expensive and quicker than trenching for an underground service extension. Electrical service extension costs for the EV Project’s DCFCs varied from $3,500 to $9,500.
From energy.gov, summarized by me
Site evaluaton & engineering drawings
Installation of EVSE equipment, including standard installation materials (conduit, conductors, switches, circuit breaker, fastener, etc)
Trenching and repairing surface material to install conduits (including restriping parking spaces) -- OR pouring concrete site pad from scratch
Permitting fees, sales tax
Land cost research I:
From search on interstatefrontage.com on 8/30/18; acreage and price of commercial land w/o obvious development from first 5 result pages, sorted by smallest
https://www.interstatefrontage.com/search.php?usstate=TX&tofind=&detail=&highway=&interstate=&city=&state=&zip=&sortby=smallest-acreage&webpage=2
Acreage | Price | Location | ZIP |  | Price/acre
1.4 | 300000 | Fort Worth | 76105 |  | 214285.7143
3.42 | 1290000 | Houston | 77039 |  | 377192.9825
6.65 | 2400000 | Cedar Hill | 75104 |  | 360902.2556
8.3 | 249000 | Seguin |  |  | 30000
8.58 | 2989952 | Wylie | 750982 |  | 348479.2541
30 | 450000 | Jarrell | 76537 |  | 15000
224310.0344
Land cost research II:
From http://www.loopnet.com/truck-stops-for-sale/, 9/26/18, sorted from newest to oldest listing. Pulled all listings and searched for any in CA or TX that list highway, freeway, hwy, fwy, interstate, or I- in description and were listed as truck stop, service station, convenience, or auto repair (i.e., retail-oriented, not warehouses)
Acreage | Price | Location | Price/acre
13.23 | 2400000 | Robstown, Texas | 181405.8957
0.88 | 1800000 | Henderson, Texas | 2045454.5455
1 | 275000 | Bronson, Texas | 275000
4 | 1900000 | George West, Texas | 475000
20.84 | 1450000 | Amarillo, Texas | 69577.7351
|  | Texas average | 609287.6353
2.5 | 425000 | Corning, California | 170000
3.5 | 1500000 | Le Grand, California | 428571.4286
0.9 | 3000000 | Delano, California | 3333333.3333
0.88 | 2000000 | Newberry Springs, California | 2272727.2727
|  | California average | 1551158.0087
Land cost research III (new website from DR):
Acres | Price | Location | Price/acre | Source | Notes
182.72 | 4500000 | Bakersfield off I-5 | 24627.8459 | https://www.landsofamerica.com/property/182.72-acres-in-Kern-County-California/5490783/ | Advertised as being good for truck stop
10 | 239000 | Emigrant Gap off I-80 | 23900 | https://www.landsofamerica.com/property/10-acres-in-Placer-County-California/3825157/ | May be mislabeled; zoned for forestry. Highway-adjacent
https://www.greencarreports.com/news/1093947_what-it-takes-to-build-a-tesla-supercharger-dc-fast-charging-site