## Characteristics and demographic
Article | Authors | Journal | Year | Number of patients/participants | Type of cancer | AI/ML Type | Variables | Outcome/Output | CVD outcome identification | Validation/testing/ clinical application | Reason for Model (Imaging vs. Prediction) | Results | Conclusion | Notes | Extracted by
A deep Boltzmann machine-driven level set method for heart motion tracking using cine MRI images. | Wu J and Mazur TR and Ruan S and Lian C and Daniel N and Lashmett H and Ochoa L and Zoberi I and Anastasio MA and Gach HM and Mutic S and Thomas M and Li H | Medical image analysis | 2018 | 19 | Unspecific | Generative model: Deep Boltzmann Machine + level set | Cine MRI cardiac contours; no clinical variables | Heart segmentation + motional tracking | No clinical events | internal (training + testing on volunteers) | Imaging/heart motion | >segmentation: DSC% = 89.55 (+- 2.26) , MME = 4.26 (+- 1.88); >motion findings: free-breathing -> significantly larger motion than breath-hold | DBM-driven segmentation accurately tracks heart motion on cine MRI and outperforms exsiting level-set methods; useful for RT cardiac motion assessment |  | Troy
Automatic quantification of calcifications in the coronary arteries and thoracic aorta on radiotherapy planning CT scans of Western and Asian breast cancer patients | Gernaat, SAM and van Velzen, SGM and Koh, V and Emaus, MJ and Isgum, I and Lessmann, N and Moes, S and Jacobson, A and Tan, PW and Grobbee, DE and van den Bongard, DHJ and Tang, JI and Verkooijen, HM | Radiotherapy and Oncology | 2018 | 2289 | Breast cancer | Deep Learning (convolutional neural network (CNN)) | RT planning computed tomographic (CT) scans | Quantified calcifications in coronary arteries (CAC) and thoracic aorta (TAC) | CVD risk categories were based on Agatson CAC: 0, 1–10, 11–100, 101–400 and >400. | assessed its reproducibility compared to manual scoring. total test set included 240 CT scans. | Imaging/Calcification | Reliability of CAC categories and TAC was excellent | Deep learning is a reliable method to automatically measure CAC and TAC on radiotherapy breast CT scans.
Bragatston study protocol: a multicentre cohort study on automated quantification of cardiovascular calcifications on radiotherapy planning CT scans for cardiovascular risk prediction in patients with breast cancer. | Emaus MJ and Išgum I and van Velzen SGM and van den Bongard HJGD and Gernaat SAM and Lessmann N and Sattler MGA and Teske AJ and Penninkhof J and Meijer H and Pignol JP and Verkooijen HM | BMJ Open | 2019 | 16000 | Breast cancer | Deep Learning | Automatically measured coronary, aortic, and valvular calcifications on RT planning CT; traditional CVD risk factors; treatment characteristics | Incident fatal and non-fatal CVD events | Clinical CVD diagnoses during follow-up (registry/medical record–based) | Step 1: Optimize + validate deep learning algorithm for CAC/vascular valve/aortic calcium quantification on planning CT; Step 2: Multicentre cohort analysis + case-cohort evaluation of predictive value over standard risk factors | Imaging/Calcification | N/A (protocol paper) | Protocol aims to determine whether automated cardiovascular calcification measurements on routine RT planning CT scans can improve CVD risk prediction in breast cancer patients before potentially cardiotoxic therapy. | Utilizes non–ECG-gated RT planning CT (opportunistic screening); registered trial NCT03206333.
Cardiac substructure segmentation with deep learning for improved cardiac sparing. | Morris ED and Ghanem AI and Dong M and Pantelic MV and Walker EM and Glide-Hurst CK | Medical Physics | 2020 | 32 | Breast cancer | Deep Learning | Cardiac substructure volumes (12 substructures: chambers, great vessels, coronary arteries, pulmonary veins), Dice similarity coefficient (DSC), mean distance to agreement (MDA), consensus clinical scores | Accuracy of cardiac substructure segmentation; clinical acceptance | Not assessed; study focused on segmentation for cardiac sparing in radiation therapy planning | 11 test CTs (7 unique patients); compared to ground truth from MR/CT registration and multi-atlas method; physician consensus evaluation (5-point scale) | Imaging/Segmentation | DL achieved DSC: chambers 0.88 ± 0.03, great vessels 0.85 ± 0.03, pulmonary veins 0.77 ± 0.04, coronary arteries 0.50 ± 0.14; MDA <2 mm; no significant volume differences vs ground truth; superior to multi-atlas in left main coronary artery delineation; DL contouring ~14 s per patient | Deep learning enables rapid, accurate segmentation of cardiac substructures, improving efficiency and potentially facilitating cardiac-sparing radiotherapy. | Demonstrates integration of MRI soft tissue contrast with CT for single-CT-based DL segmentation; clinically relevant for radiation oncology workflow.
Deep Learning for Automatic Calcium Scoring in CT: Validation Using Multiple Cardiac CT and Chest CT Protocols. | van Velzen SGM and Lessmann N and Velthuis BK and Bank IEM and van den Bongard DHJG and Leiner T and de Jong PA and Veldhuis WB and Correa A and Terry JG and Carr JJ and Viergever MA and Verkooijen HM and Išgum I | Radiology | 2020 | 7240 | Unspecific | Deep Learning (convolutional neural network (CNN)) | Non-contrast CT images (CAC scoring CT, chest CT, PET attenuation CT, RT planning CT, low-dose chest CT), manual Agatston CAC and TAC scores | Coronary artery calcium (CAC) and thoracic aorta calcium (TAC) quantification; cardiovascular disease risk category | Coronary and thoracic calcium scores as surrogate markers of cardiovascular risk | Compared DL scores to manual Agatston scores across multiple CT protocols; intraclass correlation coefficients (ICC) and κ statistics for CVD risk categories | Imaging/Calcification | Baseline ICCs 0.79-0.97 (CAC) and 0.66-0.98 (TAC); protocol-specific training improved ICCs to 0.84-0.99 (CAC) and 0.92-0.99 (TAC); combined training ICCs 0.85-0.99 (CAC) and 0.96-0.99 (TAC); κ for CVD risk category 0.90 baseline, 0.92 with protocol-specific/combined training | DL calcium scoring is robust across multiple CT protocols; performance improves with protocol-specific training, enabling reliable CVD risk stratification from diverse CT exams | Applicable to RT planning CT scans; provides automated, reproducible cardiovascular risk markers without additional imaging.
Development and application of an elastic net logistic regression model to investigate the impact of cardiac substructure dose on radiation-induced pericardial effusion in patients with NSCLC | Niedzielski, JS and Wei, X and Xu, T and Gomez, DR and Liao, ZX and Bankson, JA and Lai, SPY and Court, LE and Yang, JZ | Acta Oncologica | 2020 | 141 | Lung cancer | Regression model | Dose-volume histogram (DVH) metrics for whole heart and substructures (mean, max dose, V5Gy–V70Gy); pericardial effusion grade ≥2 (CTCAE v4.0) | Radiation-induced pericardial effusion (PCE) | Pericardial effusion ≥ grade 2 as a surrogate for cardiac toxicity | 100-iteration cross-validation (75% training / 25% test split); final model fitted on entire cohort for external comparison | Prediction/Dosiomics | Models including substructure dose outperformed whole-heart only models (median AUC 0.820 vs 0.799; accuracy 0.743 vs 0.713); final model achieved AUC 0.879, accuracy 0.801 | Including cardiac substructure dose metrics improves prediction of radiation-induced pericardial effusion in NSCLC patients; elastic net regression is effective for this toxicity modeling | Provides a framework for future external validation and potential clinical application in RT planning to minimize cardiac toxicity.
Effect of Radiation Doses to the Heart on Survival for Stereotactic Ablative Radiotherapy for Early-stage Non-Small-cell Lung Cancer: An Artificial Neural Network Approach | Chan, ST and Ruan, D and Shaverdian, N and Raghavan, G and Cao, M and Lee, P | Clinical Lung Cancer | 2020 | 153 | Lung cancer | Neural Network | Cardiac radiation doses (maximum dose, mean dose, V-10Gy, V-25Gy, V-50Gy) to 15 cardiac substructures and whole heart; 74 input features in ANN | Overall survival | Cardiac dosimetry substructures (e.g., right ventricle V-10Gy) associated with survival; surrogate for radiation-induced cardiac toxicity | ANN test set accuracy 64.7%; repeat ANN with dose-neutral structures confirmed predictive power | Prediction/Dosiomics | RV V-10Gy <4% associated with longer OS (5.3 vs 2.4 years); ANN model predicted survival with 64.7% accuracy | Higher radiation doses to cardiac substructures are associated with decreased OS in early-stage NSCLC treated with SABR; minimizing cardiac dose and cardiac follow-up is recommended | Retrospective study; relatively small cohort; highlights importance of heart as organ-at-risk in SABR; uses ANN to handle multiple dosimetric variables
Evaluation of a delineation software for cardiac atlas-based autosegmentation: An example of the use of artificial intelligence in modern radiotherapy | Loap, P and Tkatchenko, N and Kirova, Y | Cancer Radiothérapie | 2020 | 40 | Breast cancer | Deep Learning | Cardiac substructure contours (whole heart, chambers, left ventricle walls); comparison of manual vs automated segmentation | Accuracy of autosegmentation assessed by Dice similarity coefficient (DSC) | Indirect — improved delineation of cardiac structures to minimize radiation exposure and potential cardiac toxicity | Validation on 20 independent CT scans; compared automated contours with manual contours by radiation oncologist | Imaging/Segmentation | DSC 0.95 for whole heart, 0.80 for chambers, 0.50 average for LV walls (0.34–0.70 range); coronary artery segmentation unsuccessful; overall comparable to other published methods | Cardiac atlas-based autosegmentation using Mirada software shows acceptable performance for cardiac cavity delineation, but further improvements needed for reliable clinical use | Focused on segmentation accuracy, not direct patient outcomes; retrospective; highlights AI’s role in enhancing radiotherapy planning
Incorporating sensitive cardiac substructure sparing into radiation therapy planning. | Morris ED and Aldridge K and Ghanem AI and Zhu S and Glide-Hurst CK | Journal of Applied Clinical Medical Physics | 2020 | 16 | Thoracic Cancers | Deep Learning (U-Net) | 13 cardiac substructures; mean and maximum doses; LV-V5; plan complexity (MU, treatment time) | Dose reduction to cardiac substructures; impact on PTV coverage and other OARs; plan complexity | Indirect, via dosimetric reductions in cardiac substructures (predictive of lower cardiotoxicity risk) | Contours revised by radiation oncologists; plans re-optimized; evaluated for dosimetric improvement | Imaging/Segmentation | Mean heart dose reduced (0.7 ± 0.6 Gy); LADA mean and D0.03cc reduced; LV D0.03cc reduced >1.5 Gy in 10 patients; LV-V5 reduced >7% in 6 patients; left atrial and left main coronary artery doses reduced; no significant increase in treatment time or MU; some patients benefited from new beam arrangements | Integration of MRI with deep learning contouring allows improved cardiac substructure sparing in radiotherapy planning without increasing plan complexity; potential to reduce radiation-related cardiotoxicity | Small cohort; primarily planning/dosimetric study; demonstrates feasibility of combining MR-linac imaging with AI contouring
Machine Learning-Based Risk Assessment for Cancer Therapy-Related Cardiac Dysfunction in 4300 Longitudinal Oncology Patients. | Zhou Y and Hou Y and Hussain M and Brown SA and Budd T and Tang WHW and Abraham J and Xu B and Shah C and Moudgil R and Popovic Z and Cho L and Kanj M and Watson C and Griffin B and Chung MK and Kapadia S and Svensson L and Collier P and Cheng F | Journal of the American Heart Association | 2020 | 4309 | Multiple cancers | Classification models: (k-nearest neighbors, LR, SVM, RF, and GB) | Clinical variables including age, hypertension, glucose levels, left ventricular ejection fraction, creatinine, aspartate aminotransferase, laboratory tests, echocardiographic measurements | Cancer therapy–related cardiac dysfunction (CTRCD): 6 cardiovascular outcomes: coronary artery disease, atrial fibrillation, heart failure, stroke, myocardial infarction, and de novo CTRCD | Clinical diagnosis via laboratory and echocardiographic parameters; occurrence of CTRCD before, during, or after cancer therapy | Model performance assessed via AUROC; generalizability confirmed with time-split data | Prediction | AUROC values: coronary artery disease 0.821, atrial fibrillation 0.787, heart failure 0.882, stroke 0.660, myocardial infarction 0.807, de novo CTRCD 0.802 | ML can stratify cardiac risk in oncology patients using longitudinal clinical and lab data, enabling early detection and prevention of therapy-related cardiac dysfunction | Highlights clinically relevant predictors of CTRCD; emphasizes large-scale real-world data applicability
The benefits evaluation of abdominal deep inspiration breath hold based on knowledge-based radiotherapy treatment planning for left-sided breast cancer | Xu, JQ and Wang, JZ and Zhao, F and Hu, WG and Yao, GR and Lu, ZJ and Yan, SX | Journal of Applied Clinical Medical Physics | 2020 | 40 | Breast cancer | Knowledge-based planning (KPB) using kernel density estimation (KDE) DVH prediction models | Geometric relationship features + prior high-quality IMRT plans; breathing condition (Free breathing vs abdominal DIBH), structures include PTV and OARs (heart, LADCA, left lung). | DVHs for OARs and corresponding auto-optimized KDE plans generated from those DVHs | Not applicable | Internal validation / DVH accuracy + ability to generate deliverable plans / pre-planning decision suport only | Prediction/Dosiomics | KDE DVH prediction was accurate and usable only when the model matched the breathing condition (e.g. FB -> FB, DIBH -> DIBH). Using mismatched breathing models led to significantly worse DVH predictions and/or non-deliverable optimization targets. | KDE-based KBP can predict DVHs and generate clinically comparable plans when trained/applied within the same breathing condition, but performance degrades across breathing conditions |  | Joe
Artificial Intelligence-Assisted Prediction of Late-Onset Cardiomyopathy Among Childhood Cancer Survivors. | Güntürkün F and Akbilgic O and Davis RL and Armstrong GT and Howell RM and Jefferies JL and Ness KK and Karabayir I and Lucas JT Jr and Srivastava DK and Hudson MM and Robison LL and Soliman EZ and Mulrooney DA | JCO Clinical Cancer Informatics | 2021 | 1217 | Childhood Cancer | Machine Learning and Deep Learning (Extreme Gradient Boosting [XGBoost], Convolutional Neural Networks [CNN], and Genetic Algorithms for feature selection) | Clinical data and ECG | Cardiomyopathy after RT | Cardiomyopathy was defined as an ejection fraction , 50% or an absolute drop from the baseline ≥ 10% obtained by echocardiogram during any of the follow-up visits. | Evaluated via five-fold stratified cross-validation | Prediction | artery locations ranged from 0.80 to 0.91. R2 values of dosimetric parameters were 0.77 to 1.00 for the cardiac chambers and | AI using ECG data can assist in the early identification of childhood cancer survivors at increased risk for future cardiomyopathy, potentially enabling earlier intervention | 9.6% of patients developed cardiomyopathy during a median follow-up of 5.2 years ; the model had a negative predictive value of 97% | Wes
Automatic delineation of cardiac substructures using a region-based fully convolutional network. | Harms J and Lei Y and Tian S and McCall NS and Higgins KA and Bradley JD and Curran WJ and Liu T and Yang X | Medical Physics | 2021 | 55 | Lung cancer | Deep Learning (convolutional neural network (CNN)) | Computed Tomography (CT) scans (33 with contrast, 22 without contrast) | Automatic generation of contours for the whole heart and 15 cardiac substructures | N/A (The model aims to facilitate studies on the relationship between radiation dose to these structures and treatment toxicities) | Evaluated using threefold cross-validation on 45 datasets and a separate holdout cohort of 10 patients | Imaging/Segmentation | * High accuracy: Achieved average Dice score coefficients (DSCs) of 0.96 for the whole heart, 0.94 for chambers, and 0.93 for great vessels. * Efficiency: New datasets can be segmented in less than 5 seconds after training. * Contrast impact: Performed significantly better on chambers and the whole heart when contrast was present. | The deep learning network successfully automates the delineation of cardiac substructures from CT alone, providing a tool to better understand and potentially mitigate radiation-induced cardiac toxicities. | The 15 substructures include the atria, ventricles, coronary arteries (LADA, LCFLX, LMCA, RCA), great vessels (AA, PA, SVC), and heart valves (AV, MV, PV, TV). | Wes
Deep learning model for automatic contouring of cardiovascular substructures on radiotherapy planning CT images: Dosimetric validation and reader study based clinical acceptability testing. | Garrett Fernandes M and Bussink J and Stam B and Wijsman R and Schinagl DAX and Monshouwer R and Teuwen J | Radiotherapy and Oncology | 2021 | 177 | Lung cancer | Neural network | Planning CT images (contrast and non-contrast), expert contours of heart, cardiac chambers, and great vessels | Geometric contour accuracy, dosimetric parameter estimation, clinical acceptability | N/A — focuses on accurate contouring for dosimetric evaluation rather than clinical events | Geometric and dosimetric validation on independent CT scans; clinical acceptability tested by three radiation oncologists on RTOG-0617 scans | Imaging/Segmentation | Median surface dice at 3 mm tolerance 90%; median absolute difference in mean dose 0.45 Gy; mean clinical acceptability rate 91% | The model provides accurate, consistent, and time-efficient contours of cardiac substructures on RT planning CTs; suitable for large datasets and clinical use | Supports dosimetric analysis for cardiac radiotoxicity research and can save time in clinical contouring workflows.
Deep-learning system to improve the quality and efficiency of volumetric heart segmentation for breast cancer | Zeleznik, R and Weiss, J and Taron, J and Guthier, C and Bitterman, DS and Hancox, C and Kann, BH and Kim, DW and Punglia, RS and Bredfeldt, J and Foldyna, B and Eslami, P and Lu, MC and Hoffmann, U and Mak, R and Aerts, HJWL | NPJ Digital Medicine | 2021 | 6535 | Breast cancer | Deep Learning | CT scans, manual heart segmentations, segmentation time, inter-expert agreement, Dice similarity coefficient (DSC) | DSC, segmentation time, concordance, failure rate (<0.85 Dice) | N/A — focus on accurate heart segmentation for radiation planning | Independent dataset of 5677 patients; 20-patient subset compared with 8 radiation oncology experts; real-world clinical contours compared for concordance and failure rates | Imaging/Segmentation | Segmentation time reduced from 4.0 to 2.0 min with DL assistance; expert agreement increased (Dice 0.95 → 0.97); accuracy maintained (Dice ~0.92); high concordance with real-world contours (Dice 0.89); significantly lower failure rate (p < 0.001) | Deep-learning volumetric heart segmentation improves efficiency, consistency, and reliability for RT planning in breast cancer; system applicable across medical specialties without retraining | Demonstrates cross-disciplinary utility of AI; potential to reduce manual workload and standardize heart contouring in large-scale clinical practice.
Identification of Risk of Cardiovascular Disease by Automatic Quantification of Coronary Artery Calcifications on Radiotherapy Planning CT Scans in Patients With Breast Cancer. | Gal R and van Velzen SGM and Hooning MJ and Emaus MJ and van der Leij F and Gregorowitsch ML and Blezer ELA and Gernaat SAM and Lessmann N and Sattler MGA and Leiner T and de Jong PA and Teske AJ and Verloop J and Penninkhof JJ and Vaartjes I and Meijer H and van Tol-Geerdink JJ and Pignol JP and van den Bongard DHJG and Išgum I and Verkooijen HM | JAMA Oncology | 2021 | 15915 | Breast cancer | Deep Learning | CAC scores from planning CT scans (Agatston risk categories: 0, 1-10, 11-100, 101-399, >400), treatment factors, age, calendar year | Cardiovascular disease (CVD) and coronary artery disease (CAD) incidence | Extracted from national registries; linked to CAC scores | Large-scale cohort with follow-up median 51.2 months; hazard ratios adjusted for age, treatment, and calendar year | Imaging/Calcification | CVD risk increased with higher CAC score (HR CAC>400 = 3.4); CAD risk particularly high (HR CAC>400 = 7.8); strongest association in patients treated with anthracyclines or a radiation boost | Automated CAC quantification on radiotherapy planning CT is associated with increased CVD/CAD risk in breast cancer patients and can help identify high-risk individuals for preventive strategies | Very large cohort; demonstrates clinical utility of AI-assisted imaging for cardiovascular risk stratification in oncology patients
AI-Based Quantification of Planned Radiation Therapy Dose to Cardiac Structures and Coronary Arteries in Patients With Breast Cancer | van Velzen, SGM and Bruns, S and Wolterink, JM and Leiner, T and Viergever, MA and Verkooijen, HM and Isgum, I | International Journal of Radiation Oncology Biology Physics | 2022 | 31 | Breast cancer | Convolutional neural networks (CNNs) | planning CTs, auto-segmented cardiac chambers, artery localizations, dose maps. The input of the CNNs consists of slabs, consisting of 5 stacked axial image slices of 256 x 256 voxels. | 1. segmentation of the cardiac chambers and large arteries, 2. localization of coronary arteries. 3. Dosimetric parameters analysis | using reference annotations and virtual noncontrast cardiac scans. | Automatic segmentations and artery trajectory locations were compared with the manual reference. Dice score (DSC) and average symmetrical surface distance (ASSD). | Imaging/Dosiomics | For cardiac chambers and large arteries, median DSC was 0.76 to 0.88, and the median ASSD was 0.17 to 0.27 cm in 2D slice evaluation. 3D evaluation found a DSC of 0.87 to 0.93 and an ASSD of 0.07 to 0.10 cm. Median DSC of the coronary artery locations ranged from 0.80 to 0.91. R2 values of dosimetric parameters were 0.77 to 1.00 for the cardiac chambers and large vessels, and 0.76 to 0.95 for the coronary arteries. | CNN can automatically obtain accurate estimates of planned radiation dose and dosimetric parameters for the cardiac chambers, large arteries, and coronary arteries. |  | Troy
AI-Based Radiation Dose Quantification for Estimation of Heart Disease Risk in Breast Cancer Survivors After Radiation Therapy | van Velzen, SGM and Gal, R and Teske, AJ and van der Leij, F and van den Bongard, DHJG and Viergever, MA and Verkooijen, HM and Isgum, I | International Journal of Radiation Oncology Biology Physics | 2022 | 5300 | Breast cancer | Deep Learning (CNN) for autosegmentation and Linear regression for prediction. | RT planning computed tomographic (CT) scans | 1. Image autosegmentation of cardiovascular structures and coronary calcium scores (CAC) detection. 2. Dose volume parameters extraction. 3.hospitalization for or death from ischemic HD | the International Classification of Disease, 10th revision (ICD-10) codes I20-25 (eg, myocardial infarction and angina pectoris). | N/A | Imaging/Dosiomics | The absolute increase in HD risk was substantially higher in patients with CAC. No interaction between CAC and radiation dose was found. | Radiation exposure of cardiac structures is associated with increased risk of HD. Automatic segmentation of cardiac structures enables spatially localized dose estimation, which can prevent RT−induced cardiac damage.
Automated coronary artery calcium scoring in patients with breast cancer to assess the risk of heart disease following adjuvant radiation therapy. | Kim K and Chung SY and Oh C and Cho I and Kim KH and Byun HK and Yoon HI and Oh J and Chang JS | The Breast | 2022 | 24000 | Breast cancer | Deep learning | Coronary Artery Calcium (CAC) scores derived from radiotherapy planning CT scans (T-scores) and dedicated cardiac CT scans (C-scores) | Accuracy of the automated CAC scoring method (T-scores) compared to the gold standard (C-scores) | N/A (The focus is on the accuracy of the CAC score as a risk factor, not the CVD event itself) | A deep learning algorithm was developed and trained to automatically score CAC (T-score) on low-dose breast radiotherapy planning CT scans. The results were validated against C-scores from dedicated cardiac CT scans. | Imaging/Calcification | The algorithm achieved high classification accuracy (95% CI $0.85-0.95$). * There was excellent correlation between the automated T-scores and the C-scores (Spearman correlation coefficient $\rho=0.91$). * High inter-observer agreement was achieved (Kappa $\kappa=0.88$). | The automated deep learning method accurately measures CAC on low-dose breast radiotherapy planning CT scans, validating its use for risk stratification in large cohorts and for future individualized treatment planning. | The method uses CT scans that are routinely performed for breast radiotherapy planning. The study involved a large cohort of 24,000 patients. | Wes
Automatic Cardiac Structure Contouring for Small Datasets with Cascaded Deep Learning Models. | van den Oever LB and Spoor DS and Crijns APG and Vliegenthart R and Oudkerk M and Veldhuis RNJ and de Bock GH and van Ooijen PMA | Journal of Medical Systems | 2022 | 24 | Breast cancer | Deep Learning | CT scans (used for training and testing the cascaded deep learning model) | Accuracy and efficiency of automated contouring for 8 cardiac structures and the lungs | N/A (Focus is on contouring accuracy, not CVD outcome) | The cascaded deep learning model was trained on 14 patients and tested on 10 patients to evaluate its performance compared to manual contours. | Imaging/Segmentation | The mean Dice Similarity Coefficient (DSC) for the 8 cardiac structures was $0.80 \pm 0.05$. * The DSC for the lungs was $0.98 \pm 0.01$. * The mean contouring time was significantly reduced to 6.7 seconds using the automated method. | The proposed cascaded deep learning models can automatically contour key cardiac structures with clinically acceptable accuracy and significantly high efficiency on small datasets, which is essential for improving cardiac dose constraint evaluation in radiotherapy. | The model was designed specifically to handle small datasets, and it successfully contoured 8 cardiac structures (including the left ventricle, right atrium, etc.) and the lungs. | Wes
Development of deep learning chest X-ray model for cardiac dose prediction in left-sided breast cancer radiotherapy | Koide, Y and Aoyama, T and Shimizu, H and Kitagawa, T and Miyauchi, R and Tachibana, H and Kodaira, T | Scientific Reports | 2022 | 103 | Breast cancer | Convolutional neural network (CNN). + regression model | Anteroposterior and lateral chest X-rays; radiotherapy planning parameters (free-breathing vs. DIBH mean heart dose) | Increment in mean heart dose (MHD) reduction with DIBH; binary classification of patients with increment MHD >1 Gy | Predicted cardiac dose exposure (mean heart dose) | Binary classification performance in test cohort; ROC-AUC, sensitivity, specificity, PPV, NPV, diagnostic accuracy | Prediction | Sensitivity 85.7%, specificity 90.9%, PPV 92.3%, NPV 83.3%, diagnostic accuracy 88%, ROC-AUC 0.864 | Deep learning chest X-ray model can predict patients likely to benefit from DIBH radiotherapy for reduced cardiac dose; may assist in individualized treatment planning | Enables pre-selection of patients for breath-hold techniques, potentially minimizing radiation-induced cardiac exposure.
Dosimetric Planning Tradeoffs to Reduce Heart Dose Using Machine Learning-Guided Decision Support Software in Patients with Lung Cancer | Bitterman, DS and Selesnick, P and Bredfeldt, J and Williams, CL and Guthier, C and Huynh, E and Kozono, DE and Lewis, JH and Cormack, RA and Carpenter, CM and Mak, RH and Atkins, KM | International Journal of Radiation Oncology Biology Physics | 2022 | 353 | Lung cancer | machine learning-guided clinical decision support software (Classification models: Boosting framework, decision trees and regression learning) | RT plan characteristics, lung dose metrics (V20 Gy, V5 Gy, MLD), mean heart dose (MHD) | Potential reduction in MHD and associated lung dose tradeoffs | Focused on predicted heart dose as a surrogate for cardiac toxicity | Leave-one-out predictive model; comparison of conventional RT vs. IMRT plans | Prediction/Dosiomics | 39% of plans predicted MHD reductions >4–8 Gy without violating lung constraints; switching to IMRT improved MHD in 73% of patients with average 2.0 Gy reduction; mean ≥3.7 Gy MHD reduction associated with small increases in lung V20, V5, and MLD | Machine learning-guided decision support can identify RT plans that reduce heart dose with clinically acceptable lung dose tradeoffs, supporting optimization of RT planning for NSCLC | Demonstrates feasibility of AI in guiding dosimetric planning and identifying patients benefiting most from advanced RT techniques.
Elevated Coronary Artery Calcium Quantified by a Validated Deep Learning Model From Lung Cancer Radiotherapy Planning Scans Predicts Mortality | Atkins, KM and Weiss, J and Zeleznik, R and Bitterman, DS and Chaunzwa, TL and Huynh, E and Guthier, C and Kozono, DE and Lewis, JH and Tamarappoo, BK and Nohria, A and Hoffmann, U and Aerts, HJWL and Mak, RH | JCO Clinical Cancer Informatics | 2022 | 428 | Lung cancer | Deep Learning | Coronary artery calcium (CAC) volume from RT planning CT; lung cancer and cardiovascular covariates | All-cause mortality; major adverse cardiac events (MACEs) | Elevated CAC as a surrogate for atherosclerotic cardiovascular disease | Model previously validated on four clinical trial cohorts; applied to radiotherapy planning CTs | Imaging/Calcification | DL-CAC ≥1 in 61.4% of patients; associated with higher all-cause mortality (adjusted HR 1.51, P=0.04); 2-year mortality 56.2% vs 45.4%; trend toward higher MACEs (HR 1.80, P=0.11) | Automated deep learning can quantify CAC from routine RT planning CTs; elevated CAC predicts increased mortality; supports potential use for cardiac risk screening before cancer therapy | Proof-of-concept study; trend for MACEs did not reach statistical significance; retrospective
Enhanced cardiac substructure sparing through knowledge-based treatment planning for non-small cell lung cancer radiotherapy | Momin, S and Wolf, J and Roper, J and Lei, Y and Liu, T and Bradley, JD and Higgins, K and Yang, XF and Zhang, JH | Frontiers in Oncology | 2022 | 55 | Lung cancer | AI based Knowledge-based planning (KBP) model (RapidPlan: ML and DL KBP)) | Cardiac substructure doses (15 substructures including coronary arteries, valves, great vessels, chambers); PTV coverage; other organ-at-risk doses | Cardiac substructure dose sparing (e.g., V15Gy for LAD artery), overall plan quality | Indirect — focused on reducing post-radiotherapy cardiac doses to minimize potential cardiac toxicity | CS-KBP model tested on 28 additional patients; compared to manually optimized and C-KBP plans | Prediction/Dosiomics | CS-KBP significantly improved sparing of cardiac substructures without compromising PTV coverage or exceeding other OAR tolerances; e.g., LAD V15Gy 0.69 cc vs 1.23 cc (clinical) and 1.05 cc (C-KBP), p<0.01 | Knowledge-based planning with detailed cardiac substructures (CS-KBP) can significantly improve cardiac dose sparing in NSCLC radiotherapy while maintaining treatment quality | Retrospective dosimetric study; no direct clinical outcomes reported; proof-of-concept for advanced AI-assisted treatment planning
Implementation of a Commercial Deep Learning-Based Auto Segmentation Software in Radiotherapy: Evaluation of Effectiveness and Impact on Workflow | Radici, L and Ferrario, S and Borca, VC and Cante, D and Paolini, M and Piva, C and Baratto, L and Franco, P and La Porta, MR | Life-Basel | 2022 | Not specified | Multiple cancers | Deep Learning (U-Net) | Organs-at-risk and target volume delineation; geometric performance (volume variation, Dice Similarity Coefficient, center of mass shift); dosimetric differences; contouring time | Accuracy of auto-segmentation vs manual; time savings; dosimetric impact | Not applicable | Compared manual vs automatic segmentation on specific disease sites; assessed workflow efficiency and dosimetric differences | Imaging/Segmentation | Maximum time reduction 65% (head and neck); average DSC 0.72; best agreement for lungs; good results for bladder, heart, femoral heads; dosimetric difference noted for rectal cancer | Deep learning auto-segmentation significantly reduces contouring time, simplifies workflow, reduces interobserver variability, and can improve radiotherapy planning efficiency | Focus on software implementation and workflow improvement rather than patient outcomes
Mutual enhancing learning-based automatic segmentation of CT cardiac substructure. | Momin S and Lei Y and McCall NS and Zhang J and Roper J and Harms J and Tian S and Lloyd MS and Liu T and Bradley JD and Higgins K and Yang X | Physics in Medicine and Biology | 2022 | 120 | Thoracic Cancers | Deep Learning | CT images, manually contoured cardiac substructures, network-derived feature maps | Automatic segmentation of up to 15 cardiac substructures (chambers, coronary arteries, great vessels, valves) | Not directly assessed; focus on anatomical segmentation to support cardiotoxicity risk evaluation | Evaluated on three datasets (institutional, MM-WHS, ACDC) using five-fold cross-validation, hold-out testing, and comparison to 3D U-net, Mask R-CNN, Mask Scoring R-CNN, and ablated network | Imaging/Segmentation | Significantly improved segmentation accuracy for small substructures (e.g., CA-LADA, CA-RCA), comparable accuracy for large substructures, faster and more precise segmentation to support clinical workflow | Mutual enhancing DL strategy can accurately segment small and large cardiac substructures, facilitating radiotherapy planning and potential reduction of cardiotoxicity through precise dose mapping | Focused on improving clinical workflow and enabling rapid physician review; primarily a technical/segmentation advance rather than direct clinical outcome study
RootPainter3D: Interactive-machine-learning enables rapid and accurate contouring for radiotherapy | Smith, AG and Petersen, J and Terrones-Campos, C and Berthelsen, AK and Forbes, NJ and Darkner, S and Specht, L and Vogelius, IR | Medical Physics | 2022 | 933 | Thoracic Cancers | Deep learning (U-Net) | CT images; clinician-provided contour edits; pixel/voxel labels updated iteratively during training | Automatically generated OAR contours that improve in accuracy over time with user corrections | Not applicable | Dice similarity; time-to-contour measured as more images were annotated | Imaging/Segmentation | High agreement with expert contours (Dice ~0.95 for heart); contouring time reduced (~2 min vs ~7 min manual after sufficient training | Interactive ML can produce accurate RT contours while continously improving from clinician input |  | Joe
Synthetic contrast-enhanced computed tomography generation using a deep convolutional neural network for cardiac substructure delineation in breast cancer radiation therapy: a feasibility study. | Chun J and Chang JS and Oh C and Park I and Choi MS and Hong CS and Kim H and Yang G and Moon JY and Chung SY and Suh YJ and Kim JS | Radiation Oncology | 2022 | 59 | Breast cancer | Deep Learning | Non-contrast CT (NCT). Cardiac substructure contours (heart, LA/LV/RA/RV, LAD, RCA). DVH metrics from plans (Dmean, Dmax, V5/V10/V20/V30/V40) | Synthetic contrast enhanced CT images (SCECT), manual cardiac substructure contours on SCECT and dosimetric agreement vs contours on true CECT | Not applicable | 3 stage validation: 1. SCECT vs CECT image similarity (MAE/PSNR/SSIM) 2. Same physician manually contoured heart substructures on SCECT and CECT (1 month separation) (compared using DSC/MSD 3. Dosimetry check: DVH metric differences when using SCECT-based vs CECT based contours. Application: Provide pseudocontrast detail to make cardiac substructure delineation more feasible on datasets where only NCT exists | Imaging/Segmentation | Image similarity improved vs NCT => Mean absolute error of SCECT-CECT: 20.66 +/- 5.29 Mean absolute error of NCT-CECT: 23.95 +/- 6.98 PSNR of SCECT-CECT: 21.57 ± 1.85 PSNR of NCT-CECT: 20.67 ± 2.34 SSIM of SCECT-CECT: 0.77 ± 0.06 SSIM of NCT-CECT: 0.76 ± 0.07 DSC SCECT vs CECT: 0.81 ± 0.06 MSD SCECT vs CECT: and 2.44 ± 0.72 Mean heart dose difference about 0.12 ± 0.27 Gy and heart V5Gy differeence 0.71±1.34% | DL-generated synthetic contrast CT from NCT is feasible and shows potential utility for cardiac substructure delineation | Of the 59 patients 35, 4, and 20 pairs of NCT/CECT were used for training, validation, and testing, respectively | Joe
Validation of an established deep learning auto-segmentation tool for cardiac substructures in 4D radiotherapy planning scans | Walls, GM and Giacometti, V and Apte, A and Thor, M and McCann, C and Hanna, GG and 'Connor, J and Deasy, JO and Hounsell, AR and Butterworth, KT and Cole, AJ and Jain, S and McGarry, CK | Physics and Imaging in Radiation Oncology | 2022 | 20 | Lung cancer | Deep Learning | 3D-CT scans or 4D-AVE CT scans of the thorax | segmented cardiac substructures (RA, LA, RV, LV, AO, PA, SVC, IVC, whole heart, pericardium) | segmented structures used to extract dosimetric information that serve as surrogate markers for potential cardiac toxicity | pre-trained on 240 3D-CT lung cancer plans and tested on an independent set of 20 4D-AVE scans Model performance was evaluated using geometric metrics (DSC, Hausdorff distance), dosimetric metrics (mean dose, Dmax), and qualitative clinical assessment by senior clinicians | Imaging/Segmentation | DSC 0.85, median volume difference 11.8%, centroid shift 3–4 mm, HD95 median 7.1 mm. Mean and maximum dose differences were small (median 0.2 Gy and 0.4 Gy). 99.5% of structures deemed clinically acceptable. RV and LV had the lowest dose differences. | Deep learning-based auto-segmentation can accurately delineate cardiac substructures and predict dosimetry on 4D-CT scans in lung cancer radiotherapy | Automated cardiac substructure segmentation on 4D-AVE scans showed high geometric and dosimetric accuracy. | Peyton
Acute coronary event (ACE) prediction following breast radiotherapy by features extracted from 3D CT, dose, and cardiac structures | Choi, BS and Yoo, SK and Moon, J and Chung, SY and Oh, J and Baek, S and Kim, Y and Chang, JS and Kim, H and Kim, JS | Medical Physics | 2023 | 84 | Breast cancer | Deep learning for auto-segmentation and logistic regression | planning CT, dose distribution, auto-segmented cardiac structure (LV, LAD, RCA), extracted imaging features and actived regions | Acute coronary events (ACE) | Clinically adjudicated ACE defined as MI, ischemic heart dz, coronary revascularization, cardiac death | 1. 4-fold cross-validation; 2. independent test set performance; 3. compred to radiomics; 4. Grad-CAM heatmaps to interpret substructure contribution | Imaging/Features; Prediction of RT-related cardiac events using CT + dose + substructure features | 1. cross-validation: accuracy: 0.96, AUC: 0.94; 2. independent test performance: accuracy: 0.83, AUC: 0.83; 3. features around LV were most preductive of ACE; 4. combined imaging + dose + substructure features outperformed pure radiomics models or generic deep neural networks | 1. integreating CT, dose data, cardiac substructure features using DL framework can accurately predict ACE, following breast RT; 2. substructure features, particularly LV, are critical for ACE risk modeling, supporting personalzied risk stratification in breast RT patients |  | Troy
Artificial Intelligence-Based Patient Selection for Deep Inspiration Breath-Hold Breast Radiotherapy from Respiratory Signals | Vendrame, A and Cappelletto, C and Chiovati, P and Vinante, L and Parvej, M and Caroli, A and Pirrone, G and Barresi, L and Drigo, A and Avanzo, M | Applied Sciences | 2023 | 36 | Breast cancer | Recurrent neural networks (RNN): Deep Bidirectional Long Short-Term Memory (BLSTM) | Respiratory signals/waveforms acquired during pre-treatment CT (superior-inferior and anterior-posterior directions) | Eligibility for Deep Inspiration Breath-Hold (DIBH) radiotherapy | Based on the decrease of maximum dose to the left anterior descending (LAD) artery achieved with DIBH compared to free-breathing (FB) | Dataset split into training (60%) and test (40%) groups; performance evaluated on the test set | Patient Selection | large vessels, and 0.76 to 0.95 for the coronary arteries. | The proposed BLSTM-RNN can classify patients eligible for DIBH with good accuracy from respiratory signals, offering a promising tool for building automated decision systems in radiotherapy | DIBH significantly increased the distance of the LAD from the target region (from 0.08 cm to 2.19 cm, $p \ll 0.001$), resulting in a substantial dose reduction | Wes
Association between statin therapy dose intensity and radiation cardiotoxicity in non-small cell lung cancer: Results from the NI-HEART study. | Walls GM and O'Connor J and Harbinson M and McCarron EP and Duane F and McCann C and McKavanagh P and Johnston DI and Erekkath J and Giacometti V and Gavin AT and McAleese J and Hounsell AR and Cole AJ and Butterworth KT and McGarry CK and Hanna GG and Jain S | Radiotherapy and Oncology | 2023 | 291 | Lung cancer | Deep learning | Statin therapy (high-intensity vs. low/moderate-intensity) 8and mean heart dose (MHD) of $\ge 5$ Gy | Occurrence of clinical cardiovascular events (CVEs), and cardiovascular structures autosegmentation | Determined by the treating physician or a cardiologist | To investigate if high-intensity statin therapy reduces radiation-induced cardiotoxicity in NSCLC patients | Imaging/Segmentation | Patients on statin therapy had a significantly lower 2-year Cumulative Incidence Function (CIF) of CVEs (3% vs. 15.6%, p=0.003) | Statin therapy significantly reduces the risk of radiation-induced cardiotoxicity in NSCLC patients14. High-intensity statin therapy further reduces the 2-year CIF of CVEs compared to low/moderate-intensity statin therapy, especially in patients receiving a mean heart dose (MHD) greater than or equal to 5 Gy | The study is the first analysis from the prospective observational NI-HEART study. | Wes
Association of cardiac calcium burden with overall survival after radiotherapy for non-small cell lung cancer | Haseltine, JM and Apte, A and Jackson, A and Yorke, E and Yu, AF and Plodkowski, A and Wu, A and Peleg, A and Al-Sadawi, M and Iocolano, M and Gelblum, D and Shaverdian, N and Simone , CB II and Rimner, A and Gomez, DR and Shepherd, AF and Thor, M | Physics and Imaging in Radiation Oncology | 2023 | 239 | Lung cancer | Deep learning | Cardiac Calcium Burden (CCB) score (quantified using the Agatston classification: $0$, $1-100$, $>100$ Agatston units) and clinical parameters | Overall Survival (OS) | N/A (The primary outcome was Overall Survival, with CCB as a prognostic factor) | To evaluate the prognostic value of pre-treatment CCB in NSCLC patients receiving radiotherapy | Imaging/Calcification | Median overall survival (OS) was significantly different for the three CCB groups: $34.6$ months (CCB 0), $18.5$ months (CCB $1-100$), and $15.5$ months (CCB $>100$). * In multivariate analysis, CCB was an independent predictor of OS (Hazard Ratio $1.51$, $95\%$ CI $1.16–1.97$, $p=0.002$). | Pre-treatment cardiac calcium burden, easily quantifiable on radiotherapy planning CT, is an independent prognostic factor for overall survival in NSCLC patients treated with radiotherapy. | The mean age of patients was 68 years. | Wes
Dosiomics-Based Prediction of Radiation-Induced Valvulopathy after Childhood Cancer | Chounta, S and Allodji, R and Vakalopoulou, M and Bentriou, M and Do, DT and De Vathaire, F and Diallo, I and Fresneau, B and Charrier, T and Zossou, V and Christodoulidis, S and Lemler, S and Le Chevalier, VL | Cancers | 2023 | 7670 | Childhood Cancer | Random forest algorithms | Heart-dose distribution, 93 first-order and spatial dosiomics features, mean heart dose (MHD) | Prediction of radiation-induced valvular heart disease (VHD) | Late-onset VHD after radiotherapy | Comparison of predictive performance between standard MHD-based models and dosiomics-based models; sensitivity analysis for patients with spatially heterogeneous heart doses | Prediction/Dosiomics | Overall, MHD and dosiomics-based models performed similarly; for patients with spatially heterogeneous heart doses, dosiomics features significantly improved predictive capability | Dosiomics signatures, capturing spatial characteristics of heart dose, can enhance prediction of radiation-induced VHD in childhood cancer survivors, particularly for heterogeneous dose distributions; may inform personalized follow-up and risk stratification | Highlights the value of incorporating spatial dose information into machine learning models beyond mean dose metrics for late cardiac toxicity prediction.
Explainable Artificial Intelligence to Identify Dosimetric Predictors of Toxicity in Patients with Locally Advanced Non-Small Cell Lung Cancer: A Secondary Analysis of RTOG 0617 | Ladbury, C and Li, RC and Danesharasteh, A and Ertem, Z and Tam, A and Liu, JS and Hao, CR and Li, RS and McGee, H and Sampath, S and Williams, T and Glaser, S and Khasawneh, M and Liao, ZX and Lee, P and Ryckman, J and Shaikh, P and Amini, A | International Journal of Radiation Oncology Biology Physics | 2023 | 544 | Lung cancer | Multiple supervised ML classification models: logistic regression, naïve Bayes, k-nearest neighbors, support vector machine, random forest, and extreme gradient boosting (XGBoost); explainability via SHAP (Shapley Additive Explanation) | Clinical and dosimetric features including mean lung/esophagus dose, lung V20, esophagus V20 | Grade ≥3 pulmonary, cardiac, and esophageal toxicities | Cardiac toxicity as a separate endpoint; no significant predictive thresholds found | Thresholds identified via SHAP and validated using logistic regression; model performance measured with AUC | Prediction/Dosiomics | ML models outperformed logistic regression (AUC 0.739 for pulmonary, 0.706 for cardiac, 0.721 for esophageal); specific dose thresholds identified for pulmonary and esophageal toxicity; cardiac toxicity thresholds not identified | ML with explainable AI can empirically validate and discover clinically useful dosimetric thresholds for toxicity in NSCLC radiotherapy | Uses explainable AI to make ML predictions interpretable; secondary analysis; focuses on dose-toxicity relationships rather than survival
Interpretable Machine Learning for Choosing Radiation Dose-volume Constraints on Cardio-pulmonary Substructures Associated with Overall Survival in NRG Oncology RTOG 0617. | Lee SH and Geng H and Arnold J and Caruana R and Fan Y and Rosen MA and Apte AP and Deasy JO and Bradley JD and Xiao Y | International Journal of Radiation Oncology, Biology, Physics | 2023 | 428 | Lung cancer | Explainable Boosting Machine (EBM); multiblock sparse partial least squares regression; supervised PCA; Boruta; random survival forest; extreme gradient boosting; DeepSurv | Dose-volume histogram features of cardiopulmonary substructures (heart chambers, pericardium, lungs), clinical parameters (chemotherapy), overlap volumes with PTV | Overall survival (OS) prediction; selection of dose-volume constraints for cardiopulmonary substructures | Indirect, via cardiac dose constraints associated with OS (LA_V60Gy, pericardium_D30%, RA_V55Gy) | Training/validation/test split (230/149/49); model performance evaluated via Harrell’s C-index; compared with Cox, random survival forest, gradient boosting, DeepSurv | Prediction/Dosiomics | EBM outperformed other models (C-index = 0.653); top predictive features: LA_V60Gy(%), pericardium_D30%(Gy), lungs-CTV_PTV_Voverlap(%), RA_V55Gy(%), chemotherapy status; suggested constraints for improved OS: LA_V60Gy < 25.6%, lungs-CTV_PTV_Voverlap < 1.1%, pericardium_D30 < 18.9 Gy, RA_V55Gy < 19.5%, received chemo = Yes | Explainable ML (EBM) can identify cardiac dose features impacting OS and guide dose-volume constraints for cardiopulmonary substructures in NSCLC radiotherapy | Integrates AI-based survival prediction with clinical dosimetry guidance; emphasizes interpretable ML for treatment planning
Open-source, fully-automated hybrid cardiac substructure segmentation: development and optimisation. | Finnegan RN and Chin V and Chlap P and Haidar A and Otton J and Dowling J and Thwaites DI and Vinod SK and Delaney GP and Holloway L | Physical and Engineering Sciences in Medicine | 2023 | 330 | Breast and Lung | Deep learning | CT scans; manual contours of the whole heart, cardiac chambers, and bases of great vessels; anatomical references or geometric models for coronary arteries, heart valves, and conduction nodes | Fully automated segmentation of (Whole heart (WH)Cardiac chambers, Great vessels, Coronary arteries, Heart valves, Conduction nodes) | Indirect via automated cardiac structure segmentation | DL whole-heart model validated with 5-fold cross-validation; tested full hybrid pipeline on 30 CT scans, comparing automatic segmentations to manual contours (DSC, MDA, HD, and volume ratio) | Imaging/Segmentation | median DSC 0.81–0.93 for whole heart/chambers, 0.43–0.76 for great vessels/conduction nodes, 0.22–0.53 for valves; median MDA <6 mm, HD 7.7–19.7 mm, volume ratios ~0.95–1.49 (except LMCA 2.07); fully automatic segmentation runtime 9–23 min | Hybrid segmentation using deep learning, whole-heart-guided multi-atlas mapping, and geometric modelling can accurately and reliably delineate cardiac substructures on radiotherapy planning CT scans |  | Peyton
Percutaneous Coronary Intervention Mortality, Cost, Complications, and Disparities after Radiation Therapy: Artificial Intelligence-Augmented, Cost Effectiveness, and Computational Ethical Analysis | Monlezun, DJ | Journal of Cardiovascular Development and Disease | 2023 | 148755036 | Thoracic Cancers | Regression model, Neural Network | patient demographics (age, sex, race, insurance type, income level, and geographic region), clinical comorbidities identified by ICD-10 codes, a diagnosis-related group–based mortality risk score, prior radiation therapy status | primary output- in-hospital mortality, secondary outputs- PCI, post–radiation therapy PCI, complications, and total hospitalization cost | percutaneous coronary intervention (PCI) | Validation was performed by comparing the multivariable regression results with machine learning models using backward-propagation neural networks. Model performance was evaluated using fully adjusted regression analyses, with results reported as odds ratios and 95% confidence intervals. | Prediction | PCI prevalence post-radiation AMI 0.81–1.17% vs 1.09–1.38% non-radiation; post-PCI complications low (PE 2017 OR 2.57, others ns); post-PCI mortality OR 0.44–0.58 radiation, 0.58–0.99 non-radiation; PCI cost +USD 61k/patient, cost-effectiveness USD 11.5M/life; disparities: females, African Americans, Medicaid/uninsured less likely PCI; regional difference: Mid-Atlantic −6.39% vs South Atlantic. | Highlights persistent disparities in post-radiation PCI and AMI care, with significant clinical, economic, and ethical implications, supporting targeted interventions to improve equity and outcomes. |  | Peyton
Validation of a Fully Automated Hybrid Deep Learning Cardiac Substructure Segmentation Tool for Contouring and Dose Evaluation in Lung Cancer Radiotherapy | Chin, V and Finnegan, RN and Chlapy, P and Otton, J and Haidar, A and Holloway, L and Thwaites, DI and Dowling, J and Delaney, GP and Vinod, SK | Clinical Oncology | 2023 | 30 | Lung cancer | Deep Learning | Planning CT scans and RT plan dose Outputs compared against expert manual contours, metrics: DSC, mean distance to agreement (MDA), Hausdorff distance, volume differences/ratios, dosimetry: mean/max dose differences, pearson r, DVH MAE | Automatically generated contours for 18 cardiac structures plus corresponding dose metrics (e.g. mean/max dose; DVH agreeement) | Not applicable | External/independent validation on spatial accuracy (DSC, MDA, Hausdorff, volume) and dose agreement | Imaging/Segmentation | Whole heart + chambers: median DSC 0.75-0.93; median MDA 2.09-3.34 mm. Smaller structures: valves/conduction nodes; median MDA 6.45 - 8.54 mm. In 27 curative cases, mean-dose differences for heart/chambers -1.12 to 0.57 Gy (median absolute % diff 1.13-3.25%); smaller substructures showed wider variation (mean-dose median difference -2.25 to 4.45Gy; median absolute % difference 0.94-6.79%) | "The novel hybrid automatic segmentation tool reported high accuracy and consistency over a validation set with challenging anatomical and imaging variations. This has promising applications in substructure dose calculations of large-scale datasets and for future studies on long-term cardiac toxicity." |  | Joe
A causal network model to estimate the cardiotoxic effect of oncological treatments in young breast cancer survivors | Bernasconi, A and Zanga, A and Lucas, PJF and Scutari, M and Trama, A and Stella, F | Progress in Artificial Intelligence | 2024 | 1440 | Breast cancer | Causal network model (Causal AI) | Prognostic factors: age, tumor grade, histology, ki67, molecular subtype, vascular invasion, lymph node involvement, tumor dimension. Treatments: neoadjuvant/adjuvant chemotherapy, radiotherapy, molecular targeted therapy, and hormone therapy. | Cardiotoxicity and cardiovascular diseases (CVDs) | Administrative datasets (hospital discharge records, outpatient flows) and clinical follow-up for events like arrhythmia, heart failure, and ischemic heart disease. | Validated by comparing estimated causal effects to medical literature and through review by a clinical expert. | Prediction/Explaining Causation – Designed to disentangle long-term treatment impacts and predict individual susceptibility to cardiotoxicity. | The model highlighted causal effects on cardiotoxicity for neoadjuvant chemotherapy, radiotherapy, and targeted molecular therapies. The causal roles of adjuvant and hormone therapies remained unclear. | Combining clinical expert knowledge with causal discovery algorithms allows for the creation of a valid model to predict cardiotoxicity in young breast cancer survivors, even when data is biased or missing. | The study specifically addresses the rarity and aggressive nature of breast cancer in younger women (AYAs) and the limitations of traditional scores like the Framingham score. | Wes
Automatic segmentation of cardiac structures can change the way we evaluate dose limits for radiotherapy in the left breast | Borges, MG and Gruenwaldt, J and Barsanelli, DM and Ishikawa, KE and Stuart, SR | Journal of Medical Imaging and Radiation Sciences | 2024 | 39 | Breast cancer | Deep learning (CNN) for autosegmentation and Linear regression for DVH | RT planning computed tomographic (CT) scans | 1. Autosegmentation of cardiovascular structures and organs at risks (OAR) (aorta, heart, RT/LT atrium and ventricles, LT breast, LT Lung and cardiac area). 2. Dose volume parameters calculation compare the relationship between the volume of the cardiac area and the volume of the OARs. | Delination guidelines (RTOG 1005) | Radiation Oncologist revised all the contours | Imaging/Segmentation | AI based deep learning autosegmentation tools are efficient in cardiac structures segmentation using RT planning CT. greater number of highly correlated comparisons for absolute dose-volume assessment in RT received breast cancers. | AI automatic tools can overcome the technical difficulties in Dose-volume assessment protocols in patients with LT Breast cancer considering the cardiac substructures.
Cardiac Substructure Dose and Survival in Stereotactic Radiotherapy for Lung Cancer: Results of the Multi-Centre SSBROC Trial | Chin, V and Chlap, P and Finnegan, R and Hau, E and Ong, A and Ma, X and Descallar, J and Otton, J and Holloway, L and Delaney, GP and Vinod, SK | Clinical Oncology | 2024 | 117 | Lung cancer | Deep learning | Physical and EQD2 doses to 18 cardiac substructures, mean heart dose (MHD), maximum doses, patient demographics (age, gender) | Overall survival (OS), pericardial effusion | Pericardial effusion grade 2–3 (clinical evaluation) | Applied automatic segmentation to trial planning CTs; doses to substructures calculated; survival analyses performed using Kaplan-Meier and Cox models | Imaging/Segmentation/Dosiomics | Highest physical mean doses: superior vena cava 22.5 Gy, sinoatrial node 18.3 Gy; highest maximum doses: heart 51.7 Gy, right atrium 45.3 Gy; 4 patients had grade 2–3 pericardial effusion; higher-than-median MHD associated with poorer survival (p = 0.00004); male gender and max dose to ascending aorta significant on multivariable analysis | SABR for lung cancer can deliver high doses to cardiac substructures; median MHD stratifies survival; dose to ascending aorta and gender also impact OS. Further studies needed to refine cardiac substructure dosimetry and clinical implications. | Demonstrates utility of deep learning auto-segmentation for detailed cardiac dosimetry in SABR; prospective multi-centre dataset.
Cardiopulmonary Substructure Doses are Not Correlated With Cardiorespiratory Fitness Among Breast Cancer Survivors Treated With Contemporary Radiation Therapy | Thor, M and Scott, JM and Reiner, AS and Hong, LD and Yu, AF and Apte, A and Mccormick, B and Perez-Andujar, A and Lee, CP and Cervino, L and Harrison, J and Liang, XL and Patel, P and Dauer, LT and Moskowitz, CS and Bernstein, JL | Advances in Radiation Oncology | 2024 | 65 | Breast cancer | Convolutional neural networks (CNNs) | Mean dose to 9 cardiac substructures, ipsilateral and contralateral lungs, radiation therapy technique (volumetric modulated arc therapy vs other), cancer laterality | Association between substructure doses and cardiorespiratory fitness (linear regression) | Cardiorespiratory fitness used as functional cardiopulmonary outcome (not clinical events) | Analysis across 65 patients treated 2007–2021; comparisons by RT technique and laterality; linear regression adjusted for covariates | Imaging/Dosiomics | Median mean heart dose 0.64 Gy; highest mean dose to left ventricle (0.88 Gy); volumetric modulated arc therapy and left-sided cancer associated with higher doses; no significant association between substructure dose and reduced cardiorespiratory fitness after adjustments | Modern breast cancer RT minimizes cardiopulmonary doses; laterality and RT technique affect substructure doses, but these doses are not correlated with cardiorespiratory fitness | Supports the efficacy of contemporary RT planning in reducing functional cardiopulmonary toxicity; emphasizes AI auto-segmentation for precise dose assessment.
Clinical Feasibility of Artificial Intelligence-Based Autosegmentation of the Left Anterior Descending Artery in Radiotherapy for Breast Cancer | Mohan, A and Talapatra, K and Sankhe, M and Kiron, G and Maniar, P and Kolekar, A and Kushe, S and Kharote, P and Singh, A and Patel, K and Gupta, A and Patel, D and Bardeskar, N and Patkar, D | Indian Journal of Medical and Paediatric Oncology | 2024 | 9 | Breast cancer | Deep Learning | LAD artery imaging features, contour size, interpatient variability, AI model performance | Feasibility and accuracy of AI-based LAD autosegmentation | LAD artery dose/exposure (structural surrogate, not clinical events) | Analysis of non-contrast CT datasets; evaluation of interpatient variability and AI concordance | Imaging/Segmentation | LAD artery has small contour size (~5 pixels), high interpatient variability (5–7× contour size), inconsistent position, and skewed feature distribution; AI algorithms had poor concordance | LAD artery autosegmentation is challenging due to small size, variable path, and high variability; anatomical landmark-based approaches are recommended to improve accuracy | Highlights limitations of AI autosegmentation for small cardiac substructures and importance of integrating anatomical context.
Combining dosiomics and machine learning methods for predicting severe cardiac diseases in childhood cancer survivors: the French Childhood Cancer Survivor Study | Bentriou, M and Letort, V and Chounta, S and Fresneau, B and Do, D and Haddy, N and Diallo, I and Journy, N and Zidane, M and Charrier, T and Aba, N and Ducos, C and Zossou, VS and de Vathaire, F and Allodji, RS and Lemler, S | Frontiers in Oncology | 2024 | 7367 | Childhood Cancer | Random survival forests (RSF), Cox proportional hazards with Lasso/Bootstrap Lasso | Dose-volume features, dosiomics features (whole heart and subparts), survival outcomes | Prediction of late radio-induced high-grade cardiac disease | Late cardiotoxicity (high-grade cardiac disease) in childhood cancer survivors | 5-fold stratified cross-validation; comparison of dosiomics models vs standard dose-volume models | Prediction | RSF with first-order dosiomics features performed slightly better (C-index 0.792 ± 0.049; IBS 0.069 ± 0.05) than standard models (C-index 0.791 ± 0.044; IBS 0.074 ± 0.056), but differences were not statistically significant | Dosiomics offers marginal improvement over traditional dose-volume metrics; standard dosimetric quantiles may suffice to estimate late radiotherapy-induced cardiac risk in childhood cancer survivors | Demonstrates limits of dosiomics for substructure-level prediction; highlights that complex ML may not always outperform conventional models in clinical CVD risk prediction.
Deep learning-based automatic segmentation of cardiac substructures for lung cancers. | Chen X and Mumme RP and Corrigan KL and Mukai-Sasaki Y and Koutroumpakis E and Palaskas NL and Nguyen CM and Zhao Y and Huang K and Yu C and Xu T and Daniel A and Balter PA and Zhang X and Niedzielski JS and Shete SS and Deswal A and Court LE and Liao Z and Yang J | Radiotherapy and Oncology | 2024 | 142 | Lung cancer | Deep Learning (U-Net) | Planning CT images, manual contours of 19 cardiac substructures (whole heart, chambers, great vessels, valves, coronary arteries) | Dice similarity coefficient (DSC), dosimetric errors, clinical acceptability | N/A — focus on accurate substructure segmentation for dose evaluation | Split dataset 75:5:20 for training/validation/testing; independent set of 42 patients for subjective clinical evaluation by 4 physicians | Imaging/Segmentation | DSC 0.95 for whole heart, 0.91 for chambers, 0.86 for great vessels, 0.81 for valves, 0.60 for coronary arteries; mean/max dose errors 1.04 ± 1.99 Gy / 2.20 ± 4.37 Gy; 94% contours clinically acceptable | nnU-Net model accurately segments cardiac substructures, including coronary arteries, with high clinical acceptability; supports radiation dose studies and treatment planning | Coronary arteries remain the most challenging substructures; model can improve efficiency and standardization in RT planning.
Development of learning-based predictive models for radiation-induced atrial fibrillation in non-small cell lung cancer patients by integrating patient-specific clinical, dosimetry, and diagnostic information | Yoo, SK and Kim, KH and Noh, JM and Oh, J and Yang, G and Kim, J and Kim, N and Kim, H and Yoon, HI | Radiotherapy and Oncology | 2024 | 508 | Lung cancer | LASSO for feature selection, Logistic regression ; hybrid deep learning model, multilayer perceptron (MLP), convolutional neural network (CNN), recurrent network (RNN), vision transformer for prediction network (CNN) [25], recurrent neural network (RNN) [26], or vision transformer [27]) | 159 patient-specific features including clinical data, dosimetry (heart, sinoatrial node doses), diagnostic information | Incidence of radiation-induced atrial fibrillation (AF) | Atrial fibrillation diagnosed post-CRT | Internal and external validation; AUC performance | Prediction | Hybrid deep learning AUC: 0.817 (internal), 0.806 (external); ML AUC: 0.801 (internal), 0.776 (external); maximum heart and SAN dose identified as key predictive features | Learning-based models can predict radiation-induced AF in NSCLC patients, highlighting the importance of maximum heart and SAN dose in AF risk | Integrates clinical, dosimetric, and diagnostic data; model performs consistently across internal and external cohorts.
Estimating the risk of major adverse cardiac events following radiotherapy for left breast cancer using a modified generalized Lyman normal-tissue complication probability model. | Lai TY and Hu YW and Wang TH and Chen JP and Shiau CY and Huang PI and Lai IC and Liu YM and Huang CC and Tseng LM and Huang N and Liu CJ | Breast | 2024 | 1100 | Breast cancer | Regression model | Individual left ventricle (LV) equivalent uniform dose (EUD), clinical risk factors, comorbidity status | Major adverse cardiac events (MACE) following radiotherapy | MACE defined as post-radiotherapy cardiac events; model uses LV dose and clinical factors to estimate risk | Model fitted using maximum likelihood estimation; subgroup analysis for low- and high-comorbidity groups | Prediction | 64 MACE events over median 7.8 years; affected patients had higher mean LV dose (4.1 Gy vs 2.9 Gy); D50 values 43.3 Gy overall, 30 Gy (high-comorbidity), 45 Gy (low-comorbidity); limiting LV EUD <5 Gy yielded 10-year MACE risk <1.3–1.5% | Comorbid patients are more susceptible to cardiac events after breast RT; modified NTCP model provides individualized risk estimates incorporating dosimetric and clinical factors | Large cohort; long follow-up; model not a traditional ML/AI algorithm but a statistical risk prediction tool; focuses on late cardiac outcomes
Evaluating coronary arteries and predicting MACEs using CCTA in lung cancer patients receiving chemotherapy or chemoradiotherapy | Xie, YH and Shen, HS and Xu, Q and Tu, CR and Yang, R and Liu, T and Tang, H and Miao, ZM and Zhang, JQ | Radiotherapy and Oncology | 2024 | 822 | Lung cancer | Deep Learning (U-Net) | Coronary computed-tomography angiography (CCTA) parameters including fat attenuation index (FAI), coronary artery calcium (CAC) score, CAD-RADS classification, stenosis severity, computed-tomography fractional flow reserve (CT-FFR); treatment type (CHT vs CRT) | Major adverse cardiovascular events (MACEs); CCTA-based coronary artery impairment | MACEs tracked and associated with CCTA parameters; lower CT-FFR and higher FAI linked to MACE occurrence | Comparison of CCTA parameters before and after treatment; Cox regression and Kaplan-Meier analysis for MACE prediction | Prediction | Cancer treatments associated with increased FAI, CAC, CAD-RADS, and stenosis, decreased CT-FFR; 146 MACEs observed; lower CT-FFR and higher FAI before treatment predicted MACEs | AI-assisted CCTA can identify cancer treatment-related coronary impairments and predict MACEs in lung cancer patients receiving CHT or CRT | Retrospective; includes both CHT and CRT patients; control group used for baseline comparison; highlights potential for AI to stratify cardiovascular risk in oncology patients
Novel Functional Radiomics for Prediction of Cardiac Positron Emission Tomography Avidity in Lung Cancer Radiotherapy. | Choi W and Jia Y and Kwak J and Werner-Wasik M and Dicker AP and Simone NL and Storozynsky E and Jain V and Vinogradskiy Y | JCO Clinical Cancer Informatics | 2024 | 209 | Lung cancer | Tree based TPOT AutoML framework | First-order statistics, texture features such as gray level co-occurrence matrix (GLCM), gray level size zone matrix, gray level run length matrix, neighboring gray-tone difference matrix, gray level dependence matrix (GLDM), and 2D and 3D shape features. | Cardiac uptake on FDG-PET using radiomics (No myocardial uptake, diffuse myocardial uptake, focal myocardial uptake) | Cardiac FDG uptake (homogenous or heterogeneous) as a marker of inflammation and predictor of cardiac abnormalities | Trained on 80% of the TJU data with 10-fold cross-validation and tested on 20% of TJU plus external ACRIN and CU datasets. | Imaging/Rdiomics | optimized model with nine selected features achieved high performance with 92–95% accuracy on training/validation and 80–92% accuracy on external datasets | Radiomics features from standard 18F-FDG PET/CT scans can accurately predict cardiac FDG uptake | Used pretreatment scans | Peyton
Predicting heart dose in left-sided breast cancer patients using volumetric modulated arc therapy: an anatomical feature-driven machine learning model | Patil, D and Zope, MK and Raj, R and Devi, S | Journal of Radiotherapy in Practice | 2024 | 53 | Breast cancer | Regression model | maximum heart distance, total heart volume within the tangential field, total contoured heart volume, and planning target volume | Mean radiation (gy) heart dose | CVD risk was assessed indirectly, using radiation dose–based surrogate markers | internally validated using a train–test approach (70:30) performance evaluated on independent test set using root mean squared error and median absolute error. Cross-validation was applied during model training | Prediction/Dosiomics | Mean heart dose (Gy) 4.40–6.24 across VMAT techniques; V5Gy 19.6–29.7%; V25Gy 2.7–5.6%; VMAT-4P had lowest RMSE for mean dose (0.91 Gy), VMAT-5P best for V5Gy (RMSE 4.82%), VMAT-2P best for V25Gy (MEDAE 1.01); MHD was the most important predictor (≈75%), followed by THV (18%), HV (4%), PTV (3%) | Elastic Net models using standard anatomical features can accurately predict mean heart dose and dose-volume metrics in left-sided breast cancer patients undergoing VMAT. |  | Peyton
Prediction of new-onset atrial fibrillation in patients with non-small cell lung cancer treated with curative-intent conventional radiotherapy. | Tohidinezhad F and Nürnberg L and Vaassen F and Ma Ter Bekke R and Jwl Aerts H and El Hendriks L and Dekker A and De Ruysscher D and Traverso A | Radiotherapy and Oncology | 2024 | 374 | Lung cancer | Regression model | Clinical factors (age, BMI, alcohol use, lung function, cardiac procedure history) Tumor characteristics Radiation dosimetry (Heart volume, LA Dmax) Baseline EKG and lab data | New onset Atrial fibrillation (AF) | Clinically confirmed atrial fibrillation diagnosed by a cardiologist using ECG or holter monitoring | Internal validation using 1000 bootstrap samples was performed for optimism-correction. Performanced assessed with AUC, calibration curves, and decision curve analysis. Nomogram created for clinical risk estimation. No external validation cohort | Prediction | 11.2% of patients developed new-onset Afib Left atrium Dmax was the most predictive dosimetric factor Combined clinical + dose model achieved optimism-corrected AUC ~ 0.80 Higher age, obesity, alcohol use, prior cardiac procedures, upper lobe tumors, concurrent chemotherapy, higher creatinine, and higher LA Dmax increased AF risk | A model that combines clinical and cardiac substructure dose can identify NSCLC patients at high-risk for post-radiotherapy atrial fibrillation | Only DL used for substructure contouring | Joe
Prospective deployment of an automated implementation solution for artificial intelligence translation to clinical radiation oncology | Kehayias, CE and Yan, YJ and Bontempi, D and Quirk, S and Bitterman, DS and Bredfeldt, JS and Aerts, HJWL and Mak, RH and Guthier, CV | Frontiers in Oncology | 2024 | TBD | Multiple cancers | Deep Learning | Planning CT images; clinician drawn contours; AI-generated contours; geometric comparison metrics used for QA | myocardial uptake | death.) | AI models trained on historical data and validated against prior manual contours, then deployed prospectively to run automatically on new patients in real clinical workflows, generating QA feedback | Imaging/Segmentation | Supported reliable, automatic AI operation in live practic across thousands of cases with minimal manual intervention. Enabled continuous contour QA and on-demand segmentation | Automated AI infrastructure can be deployed prospectively in routine RO workflows |  | Joe
The Association of Incidental Radiation Dose to the Heart Base with Overall Survival and Cardiac Events after Curative-intent Radiotherapy for Non-small Cell Lung Cancer: Results from the NI-HEART Study. | Walls GM and O'Connor J and Harbinson M and Duane F and McCann C and McKavanagh P and Johnston DI and Giacometti V and McAleese J and Hounsell AR and Cole AJ and Butterworth KT and McGarry CK and Hanna GG and Jain S | Clinical Oncology | 2024 | 478 | Lung cancer | Deep learning for auto-segmentation and regression model for prediction | Heart dose metrics (Dmax), patient demographics, tumor stage, treatment factors (PTV, lung dose), CVD risk factors, established CVD | Overall survival; incidence of symptomatic cardiac events (atrial fibrillation, HF, ACS) | Clinically verified cardiac events verified by cardiologists graded using CTCAE v5 | Individual patient heart base contours / Multivariate cox regression for survival and fine-gray models for cardiac events wtih competing risk of death / Not prospectively applied to treatment planning | Prediction/Dosiomics | Higher heart base Dmax was independently associated with worse OS (HR 1.40, 95% confidence interval 1.14–1.75, P = 0.0017)) and increased risk of cardiac events (HR ratio 1.75, 95% confidence interval 1.03–2.97, P = 0.04) after adjustment for tumor, treatment, and CV factors | RT dose to the heart base is independently associated with both mortality and clinically significant cardiac events in NSCLC, supporting the heart base as a critical cardiac sub-organ at risk |  | Joe
The influence of cardiac substructure dose on survival in a large lung cancer stereotactic radiotherapy cohort using a robust personalized contour analysis | van der Pol, LHG and Pomp, J and Hoesein, FAAM and Raaymakers, BW and Verhoeff, JJC and Fast, MF | Physics and Imaging in Radiation Oncology | 2024 | 730 | Lung cancer | Deep learning (U-Net) for autosegmentation and ML for survival modeling (elastic net cox regression, random forests) | Cardiac substructure dose metrics, DL-derived contours, a/b assumptions, patient demographics, tumor and treatment characteristics (PTV, pathology, age, sex) | Overall survival; Identification of influental cardiac substructure dose parameters, LA mean dose threshold | Cardiac dose-survival association used as surrogate for cardiovascular toxicity | Internal validation only. DL contours evaluated on held-out test set (Dice, MSD, HD). Survival models assessed via bootstrapping, variable-selection stability, and robustness to contour and a/b uncertainty | Imaging/Segmentation | Deep learning cardiac substructure auto-contouring achieved high accuracy (median Dice >0.8, MSD < 2mm. Using elastic net Cox and random survival forest models with bootstrapping and robustness analyses, left atrium mean dose was consistently identified as the most influential cardiac dose parameter for OS, remaining significant across contour and a/b uncertainty, with a dose threshold of ~3.3 Gy EQD2 | Acounting for contouring and radiobiologic uncertainty, DL-enabled analysis identified the LA mean dose as the most influental cardiac substructure predictor of OS in lung SBRT patients | No direct cardiac event data. Supports consideration of LA dose contraints in lung SBRT planning | Joe
Automated contouring for breast cancer radiotherapy in the isocentric lateral decubitus position: a neural network-based solution for enhanced precision and efficiency | Loap, P and Monteil, R and Kirova, Y and Vu-Bezin, J | Strahlentherapie and Onkologie, Journal of Raiation Oncology, Biology, Physics | 2025 | 24 | Breast cancer | Deep Learning | CT scans of breast cancer patients in the lateral decubitus (LDP) position | Accuracy and efficiency of automated organ-at-risk (OAR) and planning target volume (PTV) contouring | N/A (Focus is on contouring accuracy, not CVD outcome) | A neural network was trained, and its automated contours were compared with manually drawn contours by three radiation oncologists. | Imaging/Segmentation | The mean Dice Similarity Coefficient (DSC) was high for most structures, ranging from $0.85$ to $0.97$. * The automated contours of the heart, ipsilateral lung, contralateral lung, and PTV were clinically acceptable in $92\%$ to $100\%$ of cases. * Contouring time was significantly reduced from $21.5 \pm 5.1$ minutes (manual) to $0.43 \pm 0.08$ minutes (automatic). | The proposed neural network-based solution can automatically contour OARs and PTVs for LDP breast radiotherapy with high accuracy and efficiency, potentially making this treatment technique more broadly applicable. | The lateral decubitus position (LDP) is used to minimize dose to OARs, particularly the heart. The network was trained and evaluated on 24 patients. | Wes
Baseline atrial volume indices and major adverse cardiac events following thoracic radiotherapy | Qiao, EM and He, JH and Silos, KD and Gasho, JO and Belen, P and Bitterman, DS and Mckenzie, E and Steers, J and Guthier, C and Nohria, A and Lu, MT and Aerts, HJWL and Nikolova, AP and Mak, RH and Atkins, KM | Frontiers in Cardiovascular Medicine | 2025 | 984 | Breast and Lung | Extreme Gradient Boosting (XGBoost) | Clinical variables, RT dosimetry, CT-derived cardiac substructure segmentations, atrial volume indices (RAVI, LAVI) | Major adverse cardiac events (MACE) after thoracic RT | Occurrence of MACE | External validation in independent NSCLC and breast cancer cohorts; Fine-Gray competing-risk regression | Prediction | XGBoost AUC: 0.68 (train), 0.71 (test); RAVI significantly predicted MACE (discovery sHR 1.02/unit, p=0.03); External validation confirmed RAVI association (NSCLC sHR 1.05, p=0.04; breast sHR 1.06, p=0.03); LAVI showed similar associations | Baseline atrial enlargement (RAVI, LAVI) is a novel ML-identified predictor of MACE after thoracic RT and remains consistent across external lung and breast cancer cohorts. | Reinforces the prognostic relevance of atrial volumes; supports incorporating atrial metrics into pre-RT cardiac risk profiling.
Development and Validation of a Prediction Model for Cardiac Events in Patients With Hepatocellular Carcinoma Undergoing Stereotactic Body Radiation Therapy | Lee, HI and Son, J and Cho, B and Goh, Y and Jung, J and Park, JH and Chie, EK and Kim, KS and Kim, YH and Kang, HC and Yoon, SM | International Journal of Radiation Oncology Biology Physics | 2025 | 1893 | Hepatocellular carcinoma | Logistic regression for prediction, deep-learning for segmentation | 15 clinical variables (age, hypertension, smoking, history of cardiac disease, etc.) and 88 dosimetric parameters (i.e., heart V5) | Major adverse cardiac events (MACEs, grade ≥3 CTCAE v5.0); coronary artery disease as secondary outcome | MACEs per CTCAE v5.0 (grade ≥3 cardiac events) | External validation cohort (n = 420); model discrimination (AUC), calibration, and risk stratification into low-, intermediate-, and high-risk groups | Prediction | MACE incidence: 5.8% (development) and 6.7% (validation); CEI model AUC 0.770 (development) and 0.809 (validation); stratified MACE rates: 0.4%, 4.9%, 22.8% (low-, intermediate-, high-risk) | CEI model accurately predicts MACEs in HCC patients receiving SBRT; clinical factors dominate risk, with minimal SBRT dose impact, except in high-risk groups; useful for cardiac dose optimization in SBRT planning | Model integrates clinical and dosimetric features; can guide evidence-based RT planning to reduce cardiac toxicity.
Estimation of heart dose in left breast cancer radiotherapy: Assessment of vDIBH feasibility using the supervised machine learning algorithm | Rajurkar, SA and Verma, T and Gupta, R | Journal of Applied Clinical Medical Physics | 2025 | 103 | Breast cancer | Regression model | Haller Index, maximum heart distance (MHD), dosimetric parameters; mean heart dose (HMD) | Predicted mean heart dose under volunteer deep inspiration breath hold (vDIBH) | Heart dose exposure as a surrogate for potential cardiac toxicity | Tested on 21 patients; predicted HMD closely matched treatment planning system values (468.76 cGy vs 464.66 cGy) | Prediction/Dosiomics | Model accurately predicts mean heart dose; can aid in patient selection and plan modifications for vDIBH | Supervised ML algorithm can predict cardiac dose before treatment planning, improving safety and efficacy of left breast radiotherapy with vDIBH | Retrospective study; focuses on dose prediction rather than clinical cardiac outcomes; proof-of-concept for ML-assisted radiotherapy planning
Factors impacting cardiac dose and overall survival in post-operative non-small cell lung cancer patients | Cruz-Chamorro, R and Bryant, JM and Henning, J and Robinson, LA and Lee, DH and Fontaine, J and Toloza, E and Rosenberg, SA and Kim, J and El Naqa, I and Dilling, TJ | Radiotherapy and Oncology | 2025 | 155 | Lung cancer | Regression model | Internal target volume (ITV)/lung volume ratio, chemoradiotherapy sequencing, tumor volume, involvement of pericardial lymph node stations (4R/L, 7-12), cardiac dose | Overall survival (OS) | Cardiac dose analyzed as potential contributor to mortality; no independent effect found | Multivariable analysis with Bayesian hyperparameter tuning; variable importance analysis | Prediction/Dosiomics | ITV/lung ratio was the dominant predictor of OS; cardiac dose increased with tumor volume and pericardial lymph node involvement but did not independently affect OS | Overall survival in post-op NSCLC is driven primarily by tumor-related factors (ITV/lung ratio, nodal involvement), not by cardiac dose; cardiac dose is influenced by tumor characteristics rather than being an independent risk factor | Addresses a prior claim from LungART trial; emphasizes importance of tumor-related anatomical factors over cardiac dosimetry for survival in adjuvant NSCLC radiotherapy
Machine learning based radiomics model to predict radiotherapy induced cardiotoxicity in breast cancer. | Talebi A and Bitarafan-Rajabi A and Alizadeh-Asl A and Seilani P and Khajetash B and Hajianfar G and Tavakoli M | Journal of Applied Clinical Medical Physics | 2025 | 83 | Breast cancer | Neural network (NN), generalized linear model (GLM), Naive Bayes (NB), support vector machine (SVM), and random forrest (RF) | Cardiac dose-volume histograms, demographic data, echocardiographic parameters (2D/3D echo), radiomics features from ultrasound imaging | RT-induced cardiotoxicity at 6 months | Cardiotoxicity measured by decrease in left ventricular ejection fraction and global longitudinal strain | Five-fold cross-validation; performance evaluated using AUC | Prediction | 58% of patients developed cardiotoxicity; AUCs for models progressively improved with more features: Dosimetric only (73%), Dosimetric + Demographic (75%), Dosimetric + Demographic + Clinical (85%), Dosimetric + Demographic + Clinical + Imaging (97%) | Integrating clinical and imaging features with dosimetric data substantially improves prediction of cardiotoxicity after breast cancer radiotherapy | Highlights the benefit of combining radiomics with standard clinical and dosimetric data for individualized risk assessment
Machine learning modeling of cancer treatment-related cardiac events in breast cancer: utilizing dosiomics and radiomics | Dincer, S and Akmansu, M and Akyol, O | Frontiers in Oncology | 2025 | 42 | Breast cancer | Gradient-boosted classification | Clinical data, heart-specific high-sensitivity Troponin-T (hs-TropT), radiomics features (from imaging), dosiomics features (heart-segmented dose descriptors) | Treatment-related cardiac events (subclinical cardiotoxicity) | hs-Troponin T >14 ng/L measured 2–3 weeks post-radiotherapy | Model performance assessed by AUC; cross-validation indicated mean AUC = 80.33 ± 21%; permutation tests confirmed non-randomness | Prediction | Clinical + dosiomic + radiomic model achieved validation AUC = 0.96, outperforming clinical + dosimetric model (AUC = 0.67) | Integration of radiomics and dosiomics provides superior predictive capability for early cardiac events compared to traditional clinical and dosimetric parameters | First study to utilize heart-segmented dosiomics in breast cancer; highlights potential for personalized surveillance strategies
Prediction of Radiation Therapy Induced Cardiovascular Toxicity from Pretreatment CT Images in Patients with Thoracic Malignancy via an Optimal Biomarker Approach | Long, MJ and Alnoury, M and Udupa, JK and Tong, YB and Wu, CY and Poole, N and Mannikeri, S and Ky, B and Feigenberg, SJ and Zou, JW and O'Reilly, S and Torigian, DA | Academic Radiology | 2025 | 125 | Thoracic Cancers | ML optimal biomarker (OBM), SVM | Pre-treatment radiomic features on CT from cardiovascular structures (including those based on texture, intensity, and morphology, were extracted for a total of 1078 features per object.) | Development of cardiotoxicity | During/Post RT echocardiographic features: (1) Absolute decrease in quantitative biplane (4-chamber and 2-chamber) LVEF by ≥ 10% from baseline AND average biplane LVEF < 50% at either assessment time point during or after completion of RT, OR (2) Relative decrease in left ventricular longitudinal strain by ≥ 15% from baseline at either assessment time point during or after completion of RT. and CT images. | Dataset divided into 60% training, 20% validation, and 20% testing (hold-out testing) | Prediction | The best feature combination based on 5 CT-based features derived from the left ventricle had the highest testing prediction accuracy of 0.88 among all objects. Prediction accuracies over all objects ranged from 0.76–0.88. Heart, Left Atrium, Aortic Arch, Thoracic Aorta, and Descending Thoracic Aorta showed the next best accuracy of 0.84. Most optimal features were texture properties based on the co-occurrence matrix. | Cardiothoracic toxicity can be feasibly predicted with high accuracy in patients with pre-treatment CT imaging via machine learnning techniques |  | Joe
Predictive Value of Changes in Basal Myocardial 18F-Fluorodeoxyglucose Uptake for Cardiotoxicity in Patients With Locally Advanced Esophageal Cancer Receiving Definitive Radiation | Cai, GX and Wang, KY and Zhao, JR and Huang, BY and Wang, WQ and Wang, XH and Li, CB and Li, JS and Cheng, B and Yu, JM and Meng, X | International Journal of Radiation Oncology, Biology, Physics | 2025 | 482 | Esophageal cancer | Regression model | changes in segmental myocardial 18F-fluorodeoxyglucose (FDG) uptake in PET/CT (mean and maximum standardized uptake values (SUVs)). Dose voulume parametrs (DVH) | Major adverse cardiac events (MACEs) grade ≥3, and symptomatic valvular disease | MACEs graded using the Common Terminology Criteria for syndrome (unstable angina, myocardial infarction, coronary revascularization, hospitalization for heart failure or urgent visits, and cardiac death) |  | Prediction | change ratio in pretreatment and posttreatment basal myocardial mean standardized uptake value (SUV) remained significant after adjusting for age, pre-existing cardiac disease, and dosimetric parameters. The area under the receiver operating characteristic curves and Brier scores demonstrated favorable predictive accuracies | basal change ratio of mean SUV was an independent predictor of MACEs in patients with esophageal cancer receiving RT. Changes in basal myocardial FDG uptake are promising biomarkers for predicting radiation-induced cardiotoxicity. | No access to full article - Joe
Radiomics Analysis on Computed Tomography Images for Prediction of Chemoradiation-induced Heart Failure in Breast Cancer by Machine Learning Models | Ansari, F and Neshasteh-Riz, A and Paydar, R and Mohagheghi, F and Felegari, S and Beigi, M and Cheraghi, S | Journal of Medical Signals and Sensors | 2025 | 54 | Breast cancer | Supervised machine-learning classifiers: Random Forest (RF), Decision Tree (DT), and K-Nearest Neighbors (KNN) using radiomic, dosimetric, and clinical features; deep learning (SwinUNETR, nnUNet) used only for heart autosegmentation | Pt demographics (e.g. age, BMI, comorbidities), dosimetric features, and radiomic features extracted from CT heart segmentation | Prediction of chemoradiation-induced heart failure (based on EF change at 3 years | HF by echo EF measurements before and ~3 years after therapy | Model performance evaluated with accuracy, sensitivity, specificity, AUC. Application => feasibility of predicting heart failure risk | Prediction | 46% of pts developed heart failure 873 radiomic features were extracted from the segmented area Out of 890 combined radiomic, dosimetric, and clinical features, 15 were selected RF showed best performance, with acc. of 0.85 and AUC 0.98 Patient age and V5 heart volume irradiated were key predictors of chemoradiation-induced heart failure | Combining radiomic, dosimetric, and clinical features with ML is feasible for predicting chemoradiation-induced heart failure in breast cancer patients |  | Joe

## ML-Predictive models
Article | Authors | Reason for Model (Imaging vs. Prediction) | AI/ML Type | Model | ROC-AUC | Sensitivity/Recall | Specificity/precision | Accuracy | F1-Score | Calibration | Root mean squared error (RMSE) | Mean absotute error (MAE) | Other measures | Output identification | Validatation
A causal network model to estimate the cardiotoxic effect of oncological treatments in young breast cancer survivors | Bernasconi, A and Zanga, A and Lucas, PJF and Scutari, M and Trama, A and Stella, F | Prediction/Explaining Causation – Designed to disentangle long-term treatment impacts and predict individual susceptibility to cardiotoxicity. | Causal network model (Causal AI) | causal network model (Causal AI) | Not reported | Not reported | Not reported | Not reported | Not reported | Not reported | Not reported | Not reported | Primary quantitative results (adjusted causal effects, Relative Risk [95% CI]): Neoadjuvant radiotherapy → cardiotoxicity RR 17.7 [3.1, 32.2]; neoadjuvant target therapy → cardiotoxicity RR 33.3 [14.7, 52.0]; neoadjuvant target therapy → CVDs RR 30.8 [21.8, 39.8]; neoadjuvant hormone therapy → ischemic heart disease RR 0.7 [0.7, 0.8] (protective). | No clinical events | internal (training + testing on volunteers)
Acute coronary event (ACE) prediction following breast radiotherapy by features extracted from 3D CT, dose, and cardiac structures | Choi, BS and Yoo, SK and Moon, J and Chung, SY and Oh, J and Baek, S and Kim, Y and Chang, JS and Kim, H and Kim, JS | Imaging/Features; Prediction of RT-related cardiac events using CT + dose + substructure features | Deep learning for auto-segmentation and logistic regression | Two-step deep learning–driven predictive model: FC DenseNet for auto-segmentation–based feature extraction (CT + dose + cardiac substructures) followed by feature selection (variance threshold + SelectKBest + PCA) and logistic regression classification | cross-validation:0.94 independent test performance: 0.83 | Cross-validation (best model): 0.87 ± 0.06. Independent test: 0.80 | Cross-validation (best model): Specificity 1.00 ± 0.00. Independent test: Specificity 0.86 | cross-validation: accuracy: 0.96 independent test performance: accuracy: 0.83 | Not reported | Not reported | Not reported | Not reported | Best configuration: Three cardiac sub-structures (LV, LAD, RCA) with 2-channel input (CT + dose). Comparative performance (cross-validation AUC): Proposed model 0.94 ± 0.03 vs radiomics 0.84 ± 0.10 vs conventional DNN 0.52 ± 0.11. | Clinically adjudicated ACE defined as MI, ischemic heart dz, coronary revascularization, cardiac death | 1. 4-fold cross-validation; 2. independent test set performance; 3. compred to radiomics; 4. Grad-CAM heatmaps to interpret substructure contribution
Artificial Intelligence-Assisted Prediction of Late-Onset Cardiomyopathy Among Childhood Cancer Survivors. | Güntürkün F and Akbilgic O and Davis RL and Armstrong GT and Howell RM and Jefferies JL and Ness KK and Karabayir I and Lucas JT Jr and Srivastava DK and Hudson MM and Robison LL and Soliman EZ and Mulrooney DA | Prediction | Machine Learning and Deep Learning (Extreme Gradient Boosting [XGBoost], Convolutional Neural Networks [CNN], and Genetic Algorithms for feature selection) | Extreme Gradient Boosting (XGBoost) classifier using ECG-derived features selected via genetic algorithm; models evaluated using ECG-only, clinical-only, and combined ECG + clinical feature sets | ECG + clinical model: 0.89 (95% CI 0.86–0.91); ECG-only model: 0.87 (95% CI 0.83–0.90); Clinical-only model: 0.69 (95% CI 0.64–0.74) | ECG + clinical: 78%; ECG-only: 76%; Clinical-only: 62% | ECG + clinical: Specificity 81%; ECG-only: 79%; Clinical-only: 66% | ECG + clinical model: 81% | Not reported | Not reported | Not reported | Not reported | Validation: Five-fold stratified cross-validation. Predictive values (ECG + clinical): PPV 30%; NPV 97%. Subgroup performance: Similar AUC (≈0.88–0.89) for prediction at 0.5–5 years and 5–9 years post-baseline.
Artificial Intelligence-Based Patient Selection for Deep Inspiration Breath-Hold Breast Radiotherapy from Respiratory Signals | Vendrame, A and Cappelletto, C and Chiovati, P and Vinante, L and Parvej, M and Caroli, A and Pirrone, G and Barresi, L and Drigo, A and Avanzo, M | Patient Selection | Recurrent neural networks (RNN): Deep Bidirectional Long Short-Term Memory (BLSTM) | ML Classifier | 0.694 (test dataset) | 80.1% (test dataset) | 66.7% (test dataset) | 71.4% (test dataset) | 72.4% (test dataset) | Not reported | Not reported | Not reported | Dataset: 36 left-sided breast cancer patients (60% training, 40% testing). Eligibility definition: Patients with reduction in maximum LAD dose (∆DL) greater than the cohort median (0.46 Gy) classified as eligible for DIBH. Network architecture: Two BLSTM layers with 100 neural units each, followed by dropout layers (20% dropout), fully connected layer, softmax, and classification layer; total of ~81.8k learnable parameters. Training details: Adam optimizer; initial learning rate 0.0003; 35 epochs; batch size 5; learning-rate decay factor 0.1 every 10 iterations. Validation approach: Random train–test split (no cross-validation). Clinical context: Model designed as decision-support for treatment selection, not outcome prediction.
Baseline atrial volume indices and major adverse cardiac events following thoracic radiotherapy | Qiao, EM and He, JH and Silos, KD and Gasho, JO and Belen, P and Bitterman, DS and Mckenzie, E and Steers, J and Guthier, C and Nohria, A and Lu, MT and Aerts, HJWL and Nikolova, AP and Mak, RH and Atkins, KM | Prediction | Extreme Gradient Boosting (XGBoost) | Extreme Gradient Boosting (XGBoost) tree-based machine learning model for feature discovery, followed by Fine–Gray competing-risk regression for risk estimation | 0.71 (discovery cohort) | Not reported | Not reported | Not reported | Not reported | Not reported | Not reported | Not reported | Top ML-identified predictors: Right atrial volume index (RAVI, most important feature), lung V55Gy, history of coronary heart disease, heart volume, left atrial volume index (LAVI). Risk associations (adjusted competing-risk models): Each 1 ml/m² increase in RAVI associated with increased MACE risk (discovery: sHR 1.02, 95% CI 1.00–1.04, p = 0.03; NSCLC validation: sHR 1.05, 95% CI 1.00–1.11, p = 0.044; breast cancer validation: sHR 1.06, 95% CI 1.01–1.11, p = 0.025).
Combining dosiomics and machine learning methods for predicting severe cardiac diseases in childhood cancer survivors: the French Childhood Cancer Survivor Study | Bentriou, M and Letort, V and Chounta, S and Fresneau, B and Do, D and Haddy, N and Diallo, I and Journy, N and Zidane, M and Charrier, T and Aba, N and Ducos, C and Zossou, VS and de Vathaire, F and Allodji, RS and Lemler, S | Prediction | Random survival forests (RSF), Cox proportional hazards with Lasso/Bootstrap Lasso | Survival analysis models including Cox Proportional Hazards, Cox PH with Lasso penalty, Cox PH with Bootstrap Lasso feature selection, and Random Survival Forests (RSF) | 0.72–0.78 | Not reported | Not reported | Not reported | Not reported | Not reported | Not reported | Not reported | Feature importance: V30, mean heart dose; Best C-index: RSF with screened first-order dosiomics (whole heart) IPCW C-index 0.792 ± 0.049. Best Integrated Brier Score: RSF with first-order dosiomics from heart subparts IBS 0.069 ± 0.050. Comparator (standard models): Cox PH with mean heart dose IPCW C-index 0.774 ± 0.034; IBS 0.074 ± 0.056; Cox PH with dose–volume indicators IPCW C-index 0.791 ± 0.044; IBS 0.076 ± 0.056.
Development and application of an elastic net logistic regression model to investigate the impact of cardiac substructure dose on radiation-induced pericardial effusion in patients with NSCLC | Niedzielski, JS and Wei, X and Xu, T and Gomez, DR and Liao, ZX and Bankson, JA and Lai, SPY and Court, LE and Yang, JZ | Prediction/Dosiomics | Regression model | Elastic net logistic regression | 0.820 (cross-validated model with heart + substructures); 0.879 (final fitted model) | Not reported | Not reported | 0.743 (cross-validated heart + substructures model); 0.801 (final fitted model) | Not reported | Calibration slope/intercept: 1.356 / 0.235 (cross-validated heart + substructures model); 1.352 / 0.174 (final fitted model) | Not reported | Not reported | Whole-heart + substructure model outperformed heart-only model across all metrics: AUC 0.820 vs 0.799; accuracy 0.743 vs 0.713; calibration slope 1.356 vs 2.456; calibration intercept 0.235 vs 0.729 (all p < 0.05).
Development and Validation of a Prediction Model for Cardiac Events in Patients With Hepatocellular Carcinoma Undergoing Stereotactic Body Radiation Therapy | Lee, HI and Son, J and Cho, B and Goh, Y and Jung, J and Park, JH and Chie, EK and Kim, KS and Kim, YH and Kang, HC and Yoon, SM | Prediction | Logistic regression for prediction, deep-learning for segmentation | Multivariable logistic regression–based normal tissue complication probability (NTCP) model; simplified Cardiac Event Index (CEI) risk score | 0.770 (development cohort, CEI for MACEs); 0.809 (validation cohort, CEI for MACEs); 0.750 (development cohort, coronary artery disease); 0.793 (validation cohort, coronary artery disease) | 97.7% (low-risk group, development cohort, MACE exclusion); 96.4% (low-risk group, validation cohort, MACE exclusion) | 89.3% (high-risk group, development cohort, MACE prediction); 85.0% (high-risk group, validation cohort, MACE prediction) | Not reported | Not reported | Hosmer–Lemeshow test P = 0.565 (development cohort, CEI); P = 0.800 (validation cohort, CEI) | Not reported | Not reported | MACE incidence: 5.8% (86/1473) development cohort; 6.7% (28/420) validation cohort. CEI stratified patients into low-, intermediate-, and high-risk groups with MACE rates of 0.4%, 4.9%, and 22.8% (development cohort) and 0.8%, 4.1%, and 23.4% (validation cohort).
Development of deep learning chest X-ray model for cardiac dose prediction in left-sided breast cancer radiotherapy | Koide, Y and Aoyama, T and Shimizu, H and Kitagawa, T and Miyauchi, R and Tachibana, H and Kodaira, T | Prediction | Convolutional neural network (CNN). + regression model | Convolutional neural network (CNN)–based regression model using paired anteroposterior and lateral chest X-ray images with clinical covariates | 0.864 (binary classification of ΔMHD > 1 Gy) | 0.857 | 0.909 | 0.88 | Not reported | Not reported | 0.73 Gy (ΔMHD prediction) | 0.56 Gy (ΔMHD prediction) | Positive predictive value 92.3%; negative predictive value 83.3%; Pearson correlation between observed and predicted ΔMHD = 0.55 (P = 0.028); R² = 0.30; median absolute residual 0.39 Gy (IQR 0.22–0.72); for MHDFB prediction: median absolute error 0.72 Gy, correlation 0.46 (P = 0.02), sensitivity 0.58, specificity 0.77.
Development of learning-based predictive models for radiation-induced atrial fibrillation in non-small cell lung cancer patients by integrating patient-specific clinical, dosimetry, and diagnostic information | Yoo, SK and Kim, KH and Noh, JM and Oh, J and Yang, G and Kim, J and Kim, N and Kim, H and Yoon, HI | Prediction | LASSO for feature selection, Logistic regression ; hybrid deep learning model, multilayer perceptron (MLP), convolutional neural network (CNN), recurrent network (RNN), vision transformer for prediction network (CNN) [25], recurrent neural network (RNN) [26], or vision transformer [27]) | Machine learning model (LASSO + PCA + logistic regression with intervention) and hybrid deep learning model (MLP + BiLSTM + logistic regression) | Internal validation: 0.801 (machine learning with intervention), 0.817 (deep learning with calibration); External validation: 0.776 (machine learning with intervention), 0.806 (deep learning) | Internal validation: 81.67% (machine learning with intervention), 83.33% (deep learning with calibration); External validation: 83.33% (machine learning with intervention), 83.33% (deep learning) | Internal validation: 78.33% (machine learning with intervention), 80.00% (deep learning with calibration); External validation: 71.82% (machine learning with intervention), 77.90% (deep learning) | Internal validation: 80.01% (machine learning with intervention), 81.66% (deep learning with calibration); External validation: 72.19% (machine learning with intervention), 78.08% (deep learning) | Not reported | Temperature scaling applied to deep learning model in internal validation; post-calibration AUC = 0.817 | Not reported | Not reported | Machine learning without intervention showed lower internal AUC = 0.767 and external AUC = 0.665. Hybrid deep learning preserved performance across datasets with minimal AUC degradation (internal 0.817 → external 0.806). Class imbalance addressed using SMOTE; AF incidence 17/321 (internal) and 6/187 (external).
Dosimetric Planning Tradeoffs to Reduce Heart Dose Using Machine Learning-Guided Decision Support Software in Patients with Lung Cancer | Bitterman, DS and Selesnick, P and Bredfeldt, J and Williams, CL and Guthier, C and Huynh, E and Kozono, DE and Lewis, JH and Cormack, RA and Carpenter, CM and Mak, RH and Atkins, KM | Prediction/Dosiomics | machine learning-guided clinical decision support software (Classification models: Boosting framework, decision trees and regression learning) | Machine learning–guided clinical decision support system using boosted decision-tree classification models for radiotherapy plan matching | Not reported | Not reported | Not reported | Not reported | Not reported | Not reported | Not reported | Not reported | Predicted MHD reductions >4–8 Gy in 39.2% of plans (modality-independent). Switching from 3D-CRT to IMRT: 75/103 patients (72.8%) showed improved MHD with mean reduction of 2.0 Gy (P < .0001); 25% achieved >4 Gy reduction.
Dosiomics-Based Prediction of Radiation-Induced Valvulopathy after Childhood Cancer | Chounta, S and Allodji, R and Vakalopoulou, M and Bentriou, M and Do, DT and De Vathaire, F and Diallo, I and Fresneau, B and Charrier, T and Zossou, V and Christodoulidis, S and Lemler, S and Le Chevalier, VL | Prediction/Dosiomics | Random forest algorithms | Random forest classification models (weighted Random Forest and Balanced Random Forest) | Entire cohort (FCCSS): 0.77 ± 0.047 (wtRF, dosiomics); 0.77 ± 0.051 (BRF, dosiomics). Uniformity < 1 sub-cohort: 0.86 ± 0.059 (wtRF); 0.86 ± 0.057 (BRF). Uniformity < 0.1 sub-cohort: 0.82 ± 0.073 (wtRF); 0.80 ± 0.071 (BRF). | Entire cohort: 0.59 ± 0.075 (wtRF); 0.62 ± 0.074 (BRF). Uniformity < 1: 0.73 ± 0.126 (wtRF); 0.78 ± 0.113 (BRF). Uniformity < 0.1: 0.69 ± 0.13 (wtRF); 0.74 ± 0.126 (BRF). | Entire cohort: 0.88 ± 0.015 (wtRF); 0.86 ± 0.018 (BRF). Uniformity < 1: 0.83 ± 0.031 (wtRF); 0.79 ± 0.021 (BRF). Uniformity < 0.1: 0.82 ± 0.026 (wtRF); 0.77 ± 0.028 (BRF). | Not reported | Not reported | Not reported | Not reported | Not reported | Balanced Accuracy: Entire cohort: 0.74 ± 0.038 (wtRF); 0.74 ± 0.039 (BRF). Uniformity < 1: 0.78 ± 0.057 (wtRF); 0.79 ± 0.056 (BRF). Uniformity < 0.1: 0.76 ± 0.062 (wtRF); 0.75 ± 0.056 (BRF).
Effect of Radiation Doses to the Heart on Survival for Stereotactic Ablative Radiotherapy for Early-stage Non-Small-cell Lung Cancer: An Artificial Neural Network Approach | Chan, ST and Ruan, D and Shaverdian, N and Raghavan, G and Cao, M and Lee, P | Prediction/Dosiomics | Neural Network | Artificial neural network (ANN) survival classification model | Not reported | Not reported | Not reported | 0.647 | Not reported | Not reported | Not reported | Not reported | Overall survival (binary classification). Input features: Maximum dose, mean dose, V10Gy, V25Gy, V50Gy for 15 cardiac substructures and whole heart, plus clinical timing variables. Train/validation/test: 95 patients for training/validation (Monte Carlo cross-validation); 17-patient independent test set.
Enhanced cardiac substructure sparing through knowledge-based treatment planning for non-small cell lung cancer radiotherapy | Momin, S and Wolf, J and Roper, J and Lei, Y and Liu, T and Bradley, JD and Higgins, K and Yang, XF and Zhang, JH | Prediction/Dosiomics | AI based Knowledge-based planning (KBP) model (RapidPlan: ML and DL KBP)) | Knowledge-based treatment planning (KBP) model implemented in Varian RapidPlan™; two models evaluated: Cardiac-based KBP (C-KBP) using whole heart only, and Cardiac-substructure-based KBP (CS-KBP) using 15 manually contoured cardiac substructures | Not reported | Not reported | Not reported | Not reported | Not reported | Not reported | Not reported | Not reported | LAD V15 Gy: CS-KBP = 0.69 ± 1.57 cc vs. C-KBP = 1.05 ± 1.68 cc vs. clinical/manual = 1.23 ± 1.76 cc (p < 0.01); Primary evaluation: Dosimetric comparison using paired two-tailed t-tests (p < 0.05). Key coronary artery results (mean ± SD): LADA mean dose 9.02 ± ? Gy (CS-KBP) vs 12.88 Gy (C-KBP) vs 16.05 Gy (clinical); LADA V15 Gy 0.69 ± 1.57 cc (CS-KBP) vs 1.05 ± 1.68 cc (C-KBP) vs 1.23 ± 1.76 cc (clinical). Other coronary arteries: LCFLX mean dose 12.74 Gy (CS-KBP) vs 17.68 Gy (C-KBP) vs 20.68 Gy (clinical); LMCA mean dose 11.36 Gy vs 20.44 Gy vs 26.74 Gy; RCA mean dose 11.36 Gy vs 20.44 Gy vs 26.74 Gy. Chambers: LV mean dose 3.55 Gy (CS-KBP) vs 4.72 Gy (C-KBP) vs 6.52 Gy (clinical); RA mean dose 3.95 Gy vs 5.59 Gy vs 6.55 Gy; RV mean dose 2.80 Gy vs 4.11 Gy vs 5.95 Gy. Whole heart mean dose: 8.95 ± 3.89 Gy (CS-KBP) vs 10.97 ± 3.41 Gy (C-KBP) vs 14.87 ± 5.01 Gy (clinical).
Estimating the risk of major adverse cardiac events following radiotherapy for left breast cancer using a modified generalized Lyman normal-tissue complication probability model. | Lai TY and Hu YW and Wang TH and Chen JP and Shiau CY and Huang PI and Lai IC and Liu YM and Huang CC and Tseng LM and Huang N and Liu CJ | Prediction | Regression model | Modified generalized Lyman normal-tissue complication probability (NTCP) model incorporating equivalent uniform dose (EUD) of the left ventricle (LV), clinical risk factors, and time-to-event (censoring) via mixture/generalized Lyman modeling; fitted using maximum likelihood estimation (MLE) | Not reported | Not reported | Not reported | Not reported | Not reported | Not reported | Not reported | Not reported | Higher mean LV dose in affected individuals (4.1 Gy vs. 2.9 Gy); model parameters: D50 = 43.3 Gy, m = 0.59, n = 0.78; Best-fit parameters (full model): D50 = 43.3 Gy (95% CI 27.9–92.3), m = 0.59 (95% CI 0.53–0.65), n = 0.78 (95% CI 0.48–8.4). Standard Lyman (no clinical factors): D50 = 30.0 Gy, m = 0.71, n = 0.74. Clinical factors included in full model: age, BMI, diabetes, hypertension, heart disease, hyperlipidemia, chronic kidney disease. Discrimination: C-index = 0.744 (full model) vs 0.591 (standard Lyman).
Estimation of heart dose in left breast cancer radiotherapy: Assessment of vDIBH feasibility using the supervised machine learning algorithm | Rajurkar, SA and Verma, T and Gupta, R | Prediction/Dosiomics | Regression model | Supervised machine learning – Linear Regression model implemented using Scikit-learn; polynomial feature function applied; model developed to predict mean heart dose (HMD) from Haller Index (HI) and maximum heart distance (MHD) | Not reported | 0.66 | Specificity: 0.66 • Precision: 0.88 | 0.76 | Not reported | Not reported | Not reported | Not reported | Inputs: Chest transverse diameter (A), sternum-to-vertebra distance (B); Haller Index = A/B. Outcome: Mean heart dose (HMD, cGy). Training/testing split: 70–80% training / 20–30% testing (HI→HMD); 80/20 for HMD→MHD. Observed vs predicted HMD (test set): Mean observed 468.76 cGy vs predicted 464.66 cGy (absolute difference 4 cGy). Paired t-test: t = 0.230; p = 0.819 (no significant difference). Confusion matrix threshold: 468.761 cGy. Correlation coefficients: HI vs HMD r = 0.294 (positive correlation); HMD vs MHD r = 0.820. Inter-observer robustness: HI SD 0.070; predicted HMD SD 4.38 cGy (9 users).
Evaluating coronary arteries and predicting MACEs using CCTA in lung cancer patients receiving chemotherapy or chemoradiotherapy | Xie, YH and Shen, HS and Xu, Q and Tu, CR and Yang, R and Liu, T and Tang, H and Miao, ZM and Zhang, JQ | Prediction | Deep Learning (U-Net) | Deep learning–based coronary analysis software (CoronaryDoc / CACScoreDoc / CT-FFR / FAI modules, Shukun Technology) using U-Net–based segmentation and hybrid computational fluid dynamics (CFD) for CT-FFR estimation; downstream risk modeling via Cox proportional hazards regression | Not reported | Not reported | Not reported | Not reported | Not reported | Not reported | Not reported | Not reported | Key predictive variables: CT-FFR, fat attenuation index (FAI), CAC score, stenosis severity, CAD-RADS.; AI-derived parameters: Coronary artery calcium (CAC) score, plaque type, stenosis severity, CAD-RADS, CT-FFR, fat attenuation index (FAI) for LAD, LCX, RCA. Baseline differences vs controls: Higher CAC, higher CAD-RADS, more severe stenosis, lower CT-FFR, higher FAI (all P<0.05). Longitudinal change: After CHT or CRT, CT-FFR significantly decreased and FAI increased in all three vessels (all P<0.001); changes greater after CRT than CHT. Multivariable Cox regression (adjusted): CT-FFR associated with MACEs — LAD HR 0.247 (95% CI 0.158–0.379); LCX HR 0.354 (0.225–0.545); RCA HR 0.452 (0.228–0.530). FAI associated with MACEs: LAD HR 3.412 (2.158–5.467); LCX HR 5.160 (2.861–9.352); RCA HR 2.701 (1.675–4.375). Risk stratification thresholds: CT-FFR <0.8 and FAI > −70.1
Explainable Artificial Intelligence to Identify Dosimetric Predictors of Toxicity in Patients with Locally Advanced Non-Small Cell Lung Cancer: A Secondary Analysis of RTOG 0617 | Ladbury, C and Li, RC and Danesharasteh, A and Ertem, Z and Tam, A and Liu, JS and Hao, CR and Li, RS and McGee, H and Sampath, S and Williams, T and Glaser, S and Khasawneh, M and Liao, ZX and Lee, P and Ryckman, J and Shaikh, P and Amini, A | Prediction/Dosiomics | Multiple supervised ML classification models: logistic regression, naïve Bayes, k-nearest neighbors, support vector machine, random forest, and extreme gradient boosting (XGBoost); explainability via SHAP (Shapley Additive Explanation) | Multiple supervised ML classification models: logistic regression, naïve Bayes, k-nearest neighbors, support vector machine, random forest, and extreme gradient boosting (XGBoost); explainability via SHAP (Shapley Additive Explanation) | Pulmonary toxicity (XGBoost): 0.739; Cardiac toxicity (Random Forest): 0.706; Esophageal toxicity (Naive Bayes): 0.721 | Not reported | Not reported | Not reported | Not reported | Not reported | Not reported | Not reported | Key dosimetric thresholds identified via SHAP and validated: Pulmonary—Mean lung dose > 18 Gy (ML OR 2.070; 95% CI 1.508–2.967), Lung V20 > 37% (ML OR 22.268; 95% CI 12.575–37.199); Esophageal—Mean esophagus dose > 34 Gy (ML OR 1.159; 95% CI 1.092–1.249), Esophagus V20 > 37% (ML OR 1.072; 95% CI 1.022–1.132).
Factors impacting cardiac dose and overall survival in post-operative non-small cell lung cancer patients | Cruz-Chamorro, R and Bryant, JM and Henning, J and Robinson, LA and Lee, DH and Fontaine, J and Toloza, E and Rosenberg, SA and Kim, J and El Naqa, I and Dilling, TJ | Prediction/Dosiomics | Regression model | Elastic net survival regression model (regularized Cox proportional hazards framework) with Bayesian hyperparameter tuning; variable importance analysis performed | Not reported | Not reported | Not reported | Not reported | Not reported | Not reported | Not reported | Not reported | Dosimetric variables evaluated: Heart V5–V70, mean dose, D0.03cc; lung and esophagus DVHs. Univariable OS predictors (heart): Heart V30 (p=0.0207), V40 (p=0.0331), V50 (p=0.00624), mean heart dose (p=0.0197). Clinical predictors (univariable): ITV volume (p=0.0172), ITV/lung volume ratio (p=0.0031), heart volume (p=0.0165). Multivariable modeling: Elastic net with 80/20 train–validation split, 10-fold cross-validation, Bayesian tuning; best model C-index = 0.61 (λ=7.60; α=0.0105).
Interpretable Machine Learning for Choosing Radiation Dose-volume Constraints on Cardio-pulmonary Substructures Associated with Overall Survival in NRG Oncology RTOG 0617. | Lee SH and Geng H and Arnold J and Caruana R and Fan Y and Rosen MA and Apte AP and Deasy JO and Bradley JD and Xiao Y | Prediction/Dosiomics | Survival machine-learning models: Explainable Boosting Machine (EBM) (glass-box), Cox Proportional Hazards (CPH), Random Survival Forest (RSF), Extreme Gradient Boosting Survival Embeddings (XGBSE), DeepSurv (CPH deep neural network) | Survival machine-learning models: Explainable Boosting Machine (EBM) (glass-box), Cox Proportional Hazards (CPH), Random Survival Forest (RSF), Extreme Gradient Boosting Survival Embeddings (XGBSE), DeepSurv (CPH deep neural network) | Not reported | Not reported | Not reported | Not reported | Not reported | Not reported | Not reported | Not reported | Harrell’s C-index was the primary performance metric used to evaluate overall survival discrimination (EBM achieved the highest test-set C-index of 0.653).; Primary performance metric: Harrell’s C-index. Validation set C-index (95% CI): XGBSE 0.636 (0.573–0.700); EBM 0.633 (0.564–0.701); RSF 0.628 (0.566–0.691); CPH 0.622 (0.557–0.688); DeepSurv 0.610 (0.545–0.675). Test set C-index (95% CI): EBM 0.653 (0.556–0.749); XGBSE 0.646 (0.556–0.736); RSF 0.642 (0.553–0.731); DeepSurv 0.638 (0.548–0.727); CPH 0.632 (0.549–0.715).
Machine learning based radiomics model to predict radiotherapy induced cardiotoxicity in breast cancer. | Talebi A and Bitarafan-Rajabi A and Alizadeh-Asl A and Seilani P and Khajetash B and Hajianfar G and Tavakoli M | Prediction | Neural network (NN), generalized linear model (GLM), Naive Bayes (NB), support vector machine (SVM), and random forrest (RF) | Supervised machine-learning classifiers with feature-selection pipelines: Support Vector Machine (SVM), Random Forest (RF), Neural Network (NN), Generalized Linear Model (GLM), Naïve Bayes (NB) | Dosimetric model achieved AUC up to 0.73; dosimetric plus demographic model achieved AUC up to 0.75; dosimetric plus demographic plus clinical model achieved AUC up to 0.85; dosimetric plus demographic plus clinical plus imaging model achieved AUC up to 0.97; AUCs were evaluated using five-fold cross-validation. | Not reported | Not reported | Not reported | Not reported | Not reported | Not reported | Not reported | Mean left ventricular ejection fraction and global longitudinal strain decreased significantly at 6 months compared with baseline, with p-value < 0.001.; Event rate: 58.5%. Validation: 70/30 train–test split with internal 5-fold cross-validation. Feature groups evaluated: (1) Dosimetric; (2) Dosimetric + Demographic; (3) Dosimetric + Demographic + Clinical; (4) Dosimetric + Demographic + Clinical + Imaging.
Machine learning modeling of cancer treatment-related cardiac events in breast cancer: utilizing dosiomics and radiomics | Dincer, S and Akmansu, M and Akyol, O | Prediction | Gradient-boosted classification | Supervised machine-learning model selected via TPOT AutoML; final algorithm: Gradient-Boosted Classification with gradient-boosted recursive feature elimination | 0.96 | Not reported | Not reported | Not reported | Not reported | Not reported | Not reported | Not reported | Permutation testing was used to confirm that model performance was non-random, with p < 0.05 for the two main models; event rate 16.66%. Features extracted per patient: 111 dosiomic + 119 radiomic features + clinical variables. Radiomics/dosiomics extraction: PyRadiomics (IBSI-compliant); features include first-order, shape, GLCM, GLDM, GLSZM, GLRLM, NGTDM. Model comparison (Table 1): Clinical + radiomic + dosiomic model AUC 0.96; clinical + dosimetric AUC 0.67; clinical + dosiomic AUC 0.75; clinical only AUC 0.89. Cross-validation: 5-fold CV mean AUC 0.80 ± 0.21 for the best model.
Machine Learning-Based Risk Assessment for Cancer Therapy-Related Cardiac Dysfunction in 4300 Longitudinal Oncology Patients. | Zhou Y and Hou Y and Hussain M and Brown SA and Budd T and Tang WHW and Abraham J and Xu B and Shah C and Moudgil R and Popovic Z and Cho L and Kanj M and Watson C and Griffin B and Chung MK and Kapadia S and Svensson L and Collier P and Cheng F | Prediction | Classification models: (k-nearest neighbors, LR, SVM, RF, and GB) | Supervised machine-learning classification models evaluated: Logistic Regression (LR), Random Forest (RF), Gradient Boosting (GB), Support Vector Machine (SVM), and k-Nearest Neighbors (k-NN) | Coronary artery disease: AUROC 0.821 (95% CI, 0.815–0.826); atrial fibrillation: AUROC 0.787 (95% CI, 0.782–0.792); heart failure: AUROC 0.882 (95% CI, 0.878–0.887); stroke: AUROC 0.660 (95% CI, 0.650–0.670); myocardial infarction: AUROC 0.807 (95% CI, 0.799–0.816); de novo CTRCD: AUROC 0.802 (95% CI, 0.797–0.807). | Not reported | Not reported | Not reported | Not reported | Not reported | Not reported | Not reported | Multiple cardiovascular endpoints were modeled separately rather than as a composite outcome; Validation: 100 random train/val/test splits (81%/9%/10%) + time-based split (pre-2017 vs post-2017) for generalizability. Best-performing approach: LR with combined features. AUPR (combined features): HF 0.651; AF 0.401; CAD 0.481; MI 0.220; Stroke 0.138; de novo CTRCD 0.592.
Percutaneous Coronary Intervention Mortality, Cost, Complications, and Disparities after Radiation Therapy: Artificial Intelligence-Augmented, Cost Effectiveness, and Computational Ethical Analysis | Monlezun, DJ | Prediction | Regression model, Neural Network | Bayesian Machine Learning–augmented Propensity Score translational (BAM-PS) framework | Not reported | Not reported | Not reported | Not reported | Not reported | Not reported | Not reported | Not reported | Primary outcomes: Inpatient mortality; secondary outcomes included PCI utilization, complications, and costs. Key findings: Post-AMI PCI mortality generally comparable with vs without radiation; however, in breast cancer, PCI after radiation significantly increased inpatient mortality (OR 3.70, 95% CI 1.10–12.43, p = 0.035).
Predicting heart dose in left-sided breast cancer patients using volumetric modulated arc therapy: an anatomical feature-driven machine learning model | Patil, D and Zope, MK and Raj, R and Devi, S | Prediction/Dosiomics | Regression model | Elastic Net regression | Not reported | Not reported | Not reported | Not reported | Not reported | Not reported | Mean heart dose: VMAT-2P 0.9181; VMAT-4P 0.9100; VMAT-5P 1.0812. Heart V5Gy: VMAT-2P 7.9718; VMAT-4P 5.9990; VMAT-5P 4.8242. Heart V25Gy: VMAT-2P 2.1473; VMAT-4P 2.1798; VMAT-5P 2.5383. | Not reported | Median Absolute Error (MEDAE): Mean heart dose — VMAT-2P 0.5926; VMAT-4P 0.5761; VMAT-5P 0.7509. Heart V5Gy — VMAT-2P 5.5702; VMAT-4P 4.7981; VMAT-5P 2.1188. Heart V25Gy — VMAT-2P 1.0053; VMAT-4P 1.5313; VMAT-5P 2.1232. Model evaluation: 70% training / 30% testing split; metrics reported on test set.
Prediction of new-onset atrial fibrillation in patients with non-small cell lung cancer treated with curative-intent conventional radiotherapy. | Tohidinezhad F and Nürnberg L and Vaassen F and Ma Ter Bekke R and Jwl Aerts H and El Hendriks L and Dekker A and De Ruysscher D and Traverso A | Prediction | Regression model | Multivariable logistic regression-based prediction model | 0.80 (95% CI 0.76 - 0.84) | Not applicable | Not applicable | Not applicable | Not applicable | "The calibration curve showed good conformation of the predicted probabilities versus the actual outcomes for probabilities ranging between 0.1 and 0.9." | Not applicable | Not applicable | Decision Curve Analysis showed positive net clinical benefit; OR reported for individual predictors; Internal validation only; Model discrimination: Apparent AUC 0.82 (95% CI 0.78–0.85); optimism-corrected AUC 0.80. Positive Predictive Value: 65% at optimal threshold (0.42). Negative Predictive Value: 85% at optimal threshold. Validation: Internal validation with 1000 bootstrap resamples.
Prediction of Radiation Therapy Induced Cardiovascular Toxicity from Pretreatment CT Images in Patients with Thoracic Malignancy via an Optimal Biomarker Approach | Long, MJ and Alnoury, M and Udupa, JK and Tong, YB and Wu, CY and Poole, N and Mannikeri, S and Ky, B and Feigenberg, SJ and Zou, JW and O'Reilly, S and Torigian, DA | Prediction | ML optimal biomarker (OBM), SVM | Support Vector Machine (SVM) classifier using an Optimal Biomarker (OBM) feature-selection | Not reported | Not reported | Not reported | 0.88 for LV-derived features 0.76-0.88 across all other CV structures tested | Not reported | Not reported | Not reported | Not applicable | Feature extraction: 1,078 features per structure (GLCM, LBP texture; intensity; morphology). Feature selection: Top 6 features (Nf=6) selected using modified OBM; all possible combinations evaluated. Best-performing structure: Left ventricle (LV). Testing accuracies by structure: Range 0.76–0.88; Heart 0.84, LA 0.84, RA 0.76, RV 0.76, Ascending aorta 0.76, Aortic arch 0.84, Descending thoracic aorta 0.84, Thoracic aorta 0.84. Dominant feature type: Texture features (GLCM-based). Data split: 60% training / 20% validation / 20% testing.
Predictive Value of Changes in Basal Myocardial 18F-Fluorodeoxyglucose Uptake for Cardiotoxicity in Patients With Locally Advanced Esophageal Cancer Receiving Definitive Radiation | Cai, GX and Wang, KY and Zhao, JR and Huang, BY and Wang, WQ and Wang, XH and Li, CB and Li, JS and Cheng, B and Yu, JM and Meng, X | Prediction | Regression model | Statistical predictive models using competing-risk regression (Fine–Gray) and Cox proportional hazards regression | Not reported | Not reported | Not reported | Not reported | Not reported | Not reported | Not reported | Not reported | HRs 2.48–3.93; Multivariate HRs (training cohort): Basal ΔSUVRmean HR 2.477 (95% CI 1.166–5.261, P=.018) in whole-heart model; consistent significance across LV, LAD, LCX, and RCA models. Patients without pre-existing cardiac disease: Basal ΔSUVRmean HRs 3.933–5.092 across models (all P≤.013). Model evaluation: Discrimination assessed by time-dependent ROC curves; overall performance by Brier score in both cohorts.
Radiomics Analysis on Computed Tomography Images for Prediction of Chemoradiation-induced Heart Failure in Breast Cancer by Machine Learning Models | Ansari, F and Neshasteh-Riz, A and Paydar, R and Mohagheghi, F and Felegari, S and Beigi, M and Cheraghi, S | Prediction | Supervised machine-learning classifiers: Random Forest (RF), Decision Tree (DT), and K-Nearest Neighbors (KNN) using radiomic, dosimetric, and clinical features; deep learning (SwinUNETR, nnUNet) used only for heart autosegmentation | Supervised machine-learning classifiers: Random Forest (RF), Decision Tree (DT), and K-Nearest Neighbors (KNN) using radiomic, dosimetric, and clinical features; deep learning (SwinUNETR, nnUNet) used only for heart autosegmentation | 0.98 | 0.83 | 0.85 | 0.85 | Not reported | Not reported | Not reported | Not reported | Segmentation performance (Dice, mean ± SD): SwinUNETR 0.84 ± 0.01; nnUNet 0.82 ± 0.02 (heart ROI). Radiomics: 873 features extracted; 890 total combined features (radiomic + dosimetric + clinical); 15 features selected. Cross-validation: 5-fold CV; test split 0.2. Model comparison (Table 3): RF AUC range 0.90–0.98 depending on feature set; DT AUC 0.88–0.96; KNN AUC 0.64–0.76.
The Association of Incidental Radiation Dose to the Heart Base with Overall Survival and Cardiac Events after Curative-intent Radiotherapy for Non-small Cell Lung Cancer: Results from the NI-HEART Study. | Walls GM and O'Connor J and Harbinson M and Duane F and McCann C and McKavanagh P and Johnston DI and Giacometti V and McAleese J and Hounsell AR and Cole AJ and Butterworth KT and McGarry CK and Hanna GG and Jain S | Prediction/Dosiomics | Deep learning for auto-segmentation and regression model for prediction | Deep learning–based cardiac substructure autosegmentation model for chambers and great vessels | Not reported | Not reported | Not reported | Not reported | Not reported | Not reported | Not reported | Not reported | Dose metric of interest: Heart base Dmax (median 54.5 Gy, IQR 35.0–58.2). Overall survival: Higher heart base Dmax (dichotomised at median) associated with worse survival (20.2 vs 28.3 months); multivariable Cox HR 1.01 per Gy (95% CI 1.00–1.02, P = 0.039).
The benefits evaluation of abdominal deep inspiration breath hold based on knowledge-based radiotherapy treatment planning for left-sided breast cancer | Xu, JQ and Wang, JZ and Zhao, F and Hu, WG and Yao, GR and Lu, ZJ and Yan, SX | Prediction/Dosiomics | Knowledge-based planning (KPB) using kernel density estimation (KDE) DVH prediction models | Knowledge-based planning (KBP) using kernel density estimation (KDE) dose–volume histogram (DVH) prediction models | Not reported | Not reported | Not reported | Not reported | Not reported | Not reported | Not reported | Not reported | Model task: DVH prediction and plan deliverability assessment, not outcome prediction. Training set: 40 left-sided breast cancer patients with paired FB-CT and DIBH-CT scans. Test set: 10 additional patients with both breathing conditions.

## Number of participants
Number of values | 63 | Number of patients/participants
1440
Minimum | 9 | 19
25% Percentile | 54 | 84
Median | 177 | 31
75% Percentile | 984 | 5300
Maximum | 148755036 | 1217
Range | 148755027 | 36
291
Mean | 2362979 | 239
Std. Deviation | 18741145 | 24
Std. Error of Mean | 2361162 | 24000
24
Lower 95% CI of mean | -2356917 | 55
Upper 95% CI of mean | 7082875 | 2289
39
984
16000
117
32
65
9
7367
7240
177
142
6535
141
1893
103
508
353
7670
134
428
55
1100
103
822
40
544
155
15915
Not specified
16
428
83
42
4309
120
209
330
148755036
53
374
125
482
TBD
54
933
59
478
40
730
30
20

## Model Performance
Article | Authors | Reason for Model (Imaging vs. Prediction) | AI/ML Type | Model | ROC-AUC | Sensitivity/Recall | Specificity/precision | Accuracy | F1-Score | Calibration | Root mean squared error (RMSE) | Mean absotute error (MAE) | Other measures | AI/ML Type
A causal network model to estimate the cardiotoxic effect of oncological treatments in young breast cancer survivors | Bernasconi, A and Zanga, A and Lucas, PJF and Scutari, M and Trama, A and Stella, F | Prediction/Explaining Causation – Designed to disentangle long-term treatment impacts and predict individual susceptibility to cardiotoxicity. | Causal network model (Causal AI) | causal network model (Causal AI) | Not reported | Not reported | Not reported | Not reported | Not reported | Not reported | Not reported | Not reported | Primary quantitative results (adjusted causal effects, Relative Risk [95% CI]): Neoadjuvant radiotherapy → cardiotoxicity RR 17.7 [3.1, 32.2]; neoadjuvant target therapy → cardiotoxicity RR 33.3 [14.7, 52.0]; neoadjuvant target therapy → CVDs RR 30.8 [21.8, 39.8]; neoadjuvant hormone therapy → ischemic heart disease RR 0.7 [0.7, 0.8] (protective). | Causal network model (Causal AI)
A deep Boltzmann machine-driven level set method for heart motion tracking using cine MRI images. | Wu J and Mazur TR and Ruan S and Lian C and Daniel N and Lashmett H and Ochoa L and Zoberi I and Anastasio MA and Gach HM and Mutic S and Thomas M and Li H | Imaging/heart motion | Generative model: Deep Boltzmann Machine + level set | Three-layer deep Boltzmann machine (DBM)–based generative heart shape model embedded within a distance-regularized level-set evolution (DRLSE) framework for automatic heart motion tracking | Not reported | Not reported | Not reported | Not reported | Not reported | Not reported | Not reported | Not reported | First testing group (14 datasets): Breath-hold cine MRI — DSC 89.55 ± 2.26%, MME 4.26 ± 1.88 mm; Free-breathing cine MRI — DSC 88.42 ± 2.49%, MME 4.48 ± 1.49 mm; Overall — DSC 88.99 ± 2.38%, MME 4.37 ± 1.70 mm. Second (unseen) testing group (24 datasets): Breath-hold — DSC 89.11 ± 2.86%, MME 4.04 ± 1.16 mm; Free-breathing — DSC 87.17 ± 3.68%, MME 4.66 ± 1.48 mm; Overall — DSC 88.14 ± 3.41%, MME 4.35 ± 1.36 mm. | Generative model: Deep Boltzmann Machine + level set
Acute coronary event (ACE) prediction following breast radiotherapy by features extracted from 3D CT, dose, and cardiac structures | Choi, BS and Yoo, SK and Moon, J and Chung, SY and Oh, J and Baek, S and Kim, Y and Chang, JS and Kim, H and Kim, JS | Imaging/Features; Prediction of RT-related cardiac events using CT + dose + substructure features | Deep learning for auto-segmentation and logistic regression | Two-step deep learning–driven predictive model: FC DenseNet for auto-segmentation–based feature extraction (CT + dose + cardiac substructures) followed by feature selection (variance threshold + SelectKBest + PCA) and logistic regression classification | cross-validation:0.94 independent test performance: 0.83 | Cross-validation (best model): 0.87 ± 0.06. Independent test: 0.80 | Cross-validation (best model): Specificity 1.00 ± 0.00. Independent test: Specificity 0.86 | cross-validation: accuracy: 0.96 independent test performance: accuracy: 0.83 | Not reported | Not reported | Not reported | Not reported | Best configuration: Three cardiac sub-structures (LV, LAD, RCA) with 2-channel input (CT + dose). Comparative performance (cross-validation AUC): Proposed model 0.94 ± 0.03 vs radiomics 0.84 ± 0.10 vs conventional DNN 0.52 ± 0.11. | Deep learning for auto-segmentation and logistic regression
AI-Based Quantification of Planned Radiation Therapy Dose to Cardiac Structures and Coronary Arteries in Patients With Breast Cancer | van Velzen, SGM and Bruns, S and Wolterink, JM and Leiner, T and Viergever, MA and Verkooijen, HM and Isgum, I | Imaging/Dosiomics | Convolutional neural networks (CNNs) | Ensemble of 3D convolutional neural networks (CNNs) with dual-output architecture: (1) semantic segmentation of cardiac chambers and large vessels; (2) regression-based coronary artery localization using inverse-distance heatmaps | Not reported | Not reported | Not reported | Not reported | Not reported | Not reported | Not reported | Cardiac chambers Dmean 0.08–0.31 Gy; D5% 0.15–0.97 Gy; V1Gy 1–8%. Coronary arteries Dmean 0.11–0.61 Gy; D5% 0.14–2.81 Gy; V1Gy 6–7%. | ASSD 0.17–0.27 cm. 3D evaluation (5 scans): DSC 0.87–0.93; ASSD 0.07–0.10 cm. Coronary artery localization: Median overlap within 1.0 cm — LAD 98%, RCA 88%, LCX 80%; ASSD — LAD 0.37 cm, RCA 0.56 cm, LCX 0.51 cm. Dosimetric agreement: R² for Dmean 0.77–1.00 for chambers/vessels; 0.86–0.95 for coronary arteries. | Convolutional neural networks (CNNs)
AI-Based Radiation Dose Quantification for Estimation of Heart Disease Risk in Breast Cancer Survivors After Radiation Therapy | van Velzen, SGM and Gal, R and Teske, AJ and van der Leij, F and van den Bongard, DHJG and Viergever, MA and Verkooijen, HM and Isgum, I | Imaging/Dosiomics | Deep Learning (CNN) for autosegmentation and Linear regression for prediction. | ensemble of convolutional neural networks (CNN) Deep Learning | Not reported | Not reported | Not reported | Not reported | Not reported | Not reported | Not reported | Not reported | Dice similarity coefficients 0.76–0.88 for cardiac chambers and large arteries; coronary artery localization median overlap scores 0.80–0.91 with localization within 1.0 cm of reference. | Deep Learning (CNN) for autosegmentation and Linear regression for prediction.
Artificial Intelligence-Assisted Prediction of Late-Onset Cardiomyopathy Among Childhood Cancer Survivors. | Güntürkün F and Akbilgic O and Davis RL and Armstrong GT and Howell RM and Jefferies JL and Ness KK and Karabayir I and Lucas JT Jr and Srivastava DK and Hudson MM and Robison LL and Soliman EZ and Mulrooney DA | Prediction | Machine Learning and Deep Learning (Extreme Gradient Boosting [XGBoost], Convolutional Neural Networks [CNN], and Genetic Algorithms for feature selection) | Extreme Gradient Boosting (XGBoost) classifier using ECG-derived features selected via genetic algorithm; models evaluated using ECG-only, clinical-only, and combined ECG + clinical feature sets | ECG + clinical model: 0.89 (95% CI 0.86–0.91); ECG-only model: 0.87 (95% CI 0.83–0.90); Clinical-only model: 0.69 (95% CI 0.64–0.74) | ECG + clinical: 78%; ECG-only: 76%; Clinical-only: 62% | ECG + clinical: Specificity 81%; ECG-only: 79%; Clinical-only: 66% | ECG + clinical model: 81% | Not reported | Not reported | Not reported | Not reported | Validation: Five-fold stratified cross-validation. Predictive values (ECG + clinical): PPV 30%; NPV 97%. Subgroup performance: Similar AUC (≈0.88–0.89) for prediction at 0.5–5 years and 5–9 years post-baseline. | Machine Learning and Deep Learning (Extreme Gradient Boosting [XGBoost], Convolutional Neural Networks [CNN], and Genetic Algorithms for feature selection)
Artificial Intelligence-Based Patient Selection for Deep Inspiration Breath-Hold Breast Radiotherapy from Respiratory Signals | Vendrame, A and Cappelletto, C and Chiovati, P and Vinante, L and Parvej, M and Caroli, A and Pirrone, G and Barresi, L and Drigo, A and Avanzo, M | Patient Selection | Recurrent neural networks (RNN): Deep Bidirectional Long Short-Term Memory (BLSTM) | ML Classifier | 0.694 (test dataset) | 80.1% (test dataset) | 66.7% (test dataset) | 71.4% (test dataset) | 72.4% (test dataset) | Not reported | Not reported | Not reported | Dataset: 36 left-sided breast cancer patients (60% training, 40% testing). Eligibility definition: Patients with reduction in maximum LAD dose (∆DL) greater than the cohort median (0.46 Gy) classified as eligible for DIBH. Network architecture: Two BLSTM layers with 100 neural units each, followed by dropout layers (20% dropout), fully connected layer, softmax, and classification layer; total of ~81.8k learnable parameters. Training details: Adam optimizer; initial learning rate 0.0003; 35 epochs; batch size 5; learning-rate decay factor 0.1 every 10 iterations. Validation approach: Random train–test split (no cross-validation). Clinical context: Model designed as decision-support for treatment selection, not outcome prediction. | Recurrent neural networks (RNN): Deep Bidirectional Long Short-Term Memory (BLSTM)
Association between statin therapy dose intensity and radiation cardiotoxicity in non-small cell lung cancer: Results from the NI-HEART study. | Walls GM and O'Connor J and Harbinson M and McCarron EP and Duane F and McCann C and McKavanagh P and Johnston DI and Erekkath J and Giacometti V and Gavin AT and McAleese J and Hounsell AR and Cole AJ and Butterworth KT and McGarry CK and Hanna GG and Jain S | Imaging/Segmentation | Deep learning | Deep learning–based cardiac substructure autosegmentation used for dose extraction (cardiac chambers and great vessels); downstream analysis performed using Cox proportional hazards and Fine–Gray competing risk regression (no predictive ML classifier) | Not reported | Not reported | Not reported | Not reported | Not reported | Not reported | Not reported | Not reported | Overall survival (fully adjusted Cox model): Medium-intensity statins HR 0.70 (95% CI 0.51–0.97, p = 0.033); High-intensity statins HR 0.68 (95% CI 0.50–0.91, p = 0.012); Low-intensity statins HR 0.89 (95% CI 0.49–1.62, p = 0.709). Deaths: 340/478 (71%). | Deep learning
Association of cardiac calcium burden with overall survival after radiotherapy for non-small cell lung cancer | Haseltine, JM and Apte, A and Jackson, A and Yorke, E and Yu, AF and Plodkowski, A and Wu, A and Peleg, A and Al-Sadawi, M and Iocolano, M and Gelblum, D and Shaverdian, N and Simone , CB II and Rimner, A and Gomez, DR and Shepherd, AF and Thor, M | Imaging/Calcification | Deep learning | Deep learning–assisted plaque quantification pipeline: (1) DL-based auto-segmentation of pericardium and aorta; (2) HU-threshold–based calcium quantification (Agatston threshold >130 HU); (3) comparison with an external deep learning plaque estimator producing a categorical plaque score (0–3). | Not reported | Not reported | Not reported | Not reported | Not reported | Not reported | Not reported | Not reported | Median plaque volumes: Def-RT — PlaqueCoro 0.75 cm³, PlaqueCoro+Ao 0.87 cm³; PORT — PlaqueCoro 0.03 cm³, PlaqueCoro+Ao 0.52 cm³. Deep learning plaque estimator: categorical score 0–3 (median 2 in both cohorts); not associated with OS. Overall survival associations (Def-RT only): PlaqueCoro HR 1.11 per cm³ (95% CI 1.04–1.19; pFDR=0.008); PlaqueCoro+Ao HR 1.06 per cm³ (95% CI 1.02–1.11; pFDR=0.03). Other significant factor: Baseline Karnofsky Performance Status HR 0.97 (95% CI 0.94–0.99; pFDR=0.03). | Deep learning
Automated contouring for breast cancer radiotherapy in the isocentric lateral decubitus position: a neural network-based solution for enhanced precision and efficiency | Loap, P and Monteil, R and Kirova, Y and Vu-Bezin, J | Imaging/Segmentation | Deep Learning | nnU-Net deep learning segmentation model (2D U-Net architecture) for automatic delineation of treated breast and organs at risk | Not reported | Not reported | Not reported | Not reported | Not reported | Not reported | Not reported | Not reported | DSC 0.87–0.92; contouring time ↓ >60%; Segmentation performance (validation cohort, mean DSC): Treated breast 0.88 (SD 0.04); heart 0.90 (SD 0.05); right lung 0.98 (SD 0.02); left lung 0.97 (SD 0.02). Hausdorff distance (mean): Breast 7.1 mm; heart 9.1 mm; right lung 6.0 mm; left lung 6.2 mm. Time efficiency: Automatic segmentation ≈4 min vs ≈20 min manual. | Deep Learning
Automated coronary artery calcium scoring in patients with breast cancer to assess the risk of heart disease following adjuvant radiation therapy. | Kim K and Chung SY and Oh C and Cho I and Kim KH and Byun HK and Yoon HI and Oh J and Chang JS | Imaging/Calcification | Deep learning | Deep learning–based automated coronary artery calcium (CAC) scoring algorithm (AVIEW-CAC) applied to non-ECG-gated CT (RT planning CT or PET-CT) | Not reported | Not reported | Not reported | Not reported | Not reported | Not reported | Not reported | Not reported | Agatston score correlation r >0.95; CAC prevalence: CAC >0 in 11.2% of RT cohort and 3.7% of no-RT cohort. Follow-up: Median 9.3 years. Primary outcome: Acute coronary events (ACE). 10-year ACE incidence: CAC >0 vs CAC = 0 → 6.7% vs 0.2% (P < 0.001). Multivariable Cox analysis: CAC >0 independently associated with ACE (HR 24, 95% CI 4.22–134, P < 0.001); mean heart dose (MHD) >3 Gy also significant (HR 4.83, 95% CI 1.1–26, P = 0.048). | Deep learning
Automatic Cardiac Structure Contouring for Small Datasets with Cascaded Deep Learning Models. | van den Oever LB and Spoor DS and Crijns APG and Vliegenthart R and Oudkerk M and Veldhuis RNJ and de Bock GH and van Ooijen PMA | Imaging/Segmentation | Deep Learning | Cascaded deep learning segmentation pipeline: Stage 1 InceptionResNetV2 classifier to identify CT slices containing cardiac structures; Stage 2 three parallel UNet3+ models (axial, coronal, sagittal) combined for final cardiac structure segmentation | Not reported | Not reported | Not reported | 0.99 | Not reported | Not reported | Not reported | Not reported | DSC 0.79–0.91; Stage 1 performance: Cohen’s κ = 0.98; confusion matrix showed 1 false positive and 2 false negatives in validation slices. Stage 2 segmentation (median [IQR]): Dice coefficient — Whole heart 0.96 (0.94–0.96); RV 0.88 (0.87–0.90); LV 0.92 (0.90–0.93); LA 0.82 (0.80–0.84); RA 0.80 (0.77–0.83). | Deep Learning
Automatic delineation of cardiac substructures using a region-based fully convolutional network. | Harms J and Lei Y and Tian S and McCall NS and Higgins KA and Bradley JD and Curran WJ and Liu T and Yang X | Imaging/Segmentation | Deep Learning (convolutional neural network (CNN)) | Mask-scoring region-based fully convolutional neural network (MS-RCNN) with ResNet-50 backbone, region proposal network (RPN), attention gate, and mask-scoring head for simultaneous detection and segmentation of cardiac substructures | Not reported | Not reported | Not reported | Not reported | Not reported | Not reported | Not reported | Not reported | DSC 0.82–0.94; Segmentation performance – Dice similarity coefficient (mean ± SD, cross-validation): Whole heart 0.96 ± 0.03; Chambers 0.94 ± 0.04; Great vessels 0.93 ± 0.04; Coronary arteries 0.66 ± 0.17; Valves 0.77 ± 0.15. Comparison (3D U-Net DSC): Whole heart 0.92; Chambers 0.87; Great vessels 0.88; Coronary arteries 0.48; Valves 0.59. Mean surface distance (mm, proposed): Heart 1.36 ± 1.32; Chambers 1.13 ± 0.94; Great vessels 1.06 ± 0.91; Coronary arteries 1.70 ± 1.67; Valves 1.50 ± 1.17. 95% Hausdorff distance (mm, proposed): Heart 6.00 ± 5.73; Chambers 4.62 ± 5.28; Great vessels 4.44 ± 5.91; Coronary arteries 7.19 ± 7.58; Valves 5.38 ± 3.45. Centroid mean distance (mm): Heart 1.91 ± 1.98; Chambers 1.60 ± 1.36; Great vessels 2.04 ± 2.03; Coronary arteries 5.62 ± 5.54; Valves 2.62 ± 2.08. | Deep Learning (convolutional neural network (CNN))
Automatic quantification of calcifications in the coronary arteries and thoracic aorta on radiotherapy planning CT scans of Western and Asian breast cancer patients | Gernaat, SAM and van Velzen, SGM and Koh, V and Emaus, MJ and Isgum, I and Lessmann, N and Moes, S and Jacobson, A and Tan, PW and Grobbee, DE and van den Bongard, DHJ and Tang, JI and Verkooijen, HM | Imaging/Calcification | Deep Learning (convolutional neural network (CNN)) | Deep learning–based automated calcification quantification pipeline using two consecutive convolutional neural networks (CNNs) for voxel-level calcium detection and anatomical labeling (LAD, LCX, RCA, thoracic aorta), followed by HU-threshold–based lesion aggregation | Not reported | Not reported | Not reported | Not reported | Not reported | Not reported | Not reported | Not reported | ICC >0.90 vs expert scoring; Calcification metrics: Prevalence: CAC present in 24.2% (NL) vs 17.3% (SG); TAC present in 73.0% (NL) vs 62.2% (SG). | Deep Learning (convolutional neural network (CNN))
Automatic segmentation of cardiac structures can change the way we evaluate dose limits for radiotherapy in the left breast | Borges, MG and Gruenwaldt, J and Barsanelli, DM and Ishikawa, KE and Stuart, SR | Imaging/Segmentation | Deep learning (CNN) for autosegmentation and Linear regression for DVH | Automatic segmentation using deep learning–based tools: TotalSegmentator (CNN-based multi-organ segmentation) and Limbus AI (radiotherapy-specific AI contouring). | Not reported | Not reported | Not reported | Not reported | Not reported | Not reported | Not reported | Not reported | Auto-segmented structures: LAD, heart (cardiac muscle), cardiac area (RTOG-defined), left/right ventricles, left/right atria, aorta, left lung, left breast. Mean doses (mean ± SD, cGy): LAD 1869.2 ± 745.2; Heart 533.1 ± 181.4; Left ventricle 320.1 ± 112.4; Cardiac area 237.7 ± 77.1; Right ventricle 224.4 ± 75.0; Aorta 59.6 ± 78.9; Left atrium 46.2 ± 26.4; Right atrium 41.4 ± 27.4. | Deep learning (CNN) for autosegmentation and Linear regression for DVH
Baseline atrial volume indices and major adverse cardiac events following thoracic radiotherapy | Qiao, EM and He, JH and Silos, KD and Gasho, JO and Belen, P and Bitterman, DS and Mckenzie, E and Steers, J and Guthier, C and Nohria, A and Lu, MT and Aerts, HJWL and Nikolova, AP and Mak, RH and Atkins, KM | Prediction | Extreme Gradient Boosting (XGBoost) | Extreme Gradient Boosting (XGBoost) tree-based machine learning model for feature discovery, followed by Fine–Gray competing-risk regression for risk estimation | 0.71 (discovery cohort) | Not reported | Not reported | Not reported | Not reported | Not reported | Not reported | Not reported | Top ML-identified predictors: Right atrial volume index (RAVI, most important feature), lung V55Gy, history of coronary heart disease, heart volume, left atrial volume index (LAVI). Risk associations (adjusted competing-risk models): Each 1 ml/m² increase in RAVI associated with increased MACE risk (discovery: sHR 1.02, 95% CI 1.00–1.04, p = 0.03; NSCLC validation: sHR 1.05, 95% CI 1.00–1.11, p = 0.044; breast cancer validation: sHR 1.06, 95% CI 1.01–1.11, p = 0.025). | Extreme Gradient Boosting (XGBoost)
Bragatston study protocol: a multicentre cohort study on automated quantification of cardiovascular calcifications on radiotherapy planning CT scans for cardiovascular risk prediction in patients with breast cancer. | Emaus MJ and Išgum I and van Velzen SGM and van den Bongard HJGD and Gernaat SAM and Lessmann N and Sattler MGA and Teske AJ and Penninkhof J and Meijer H and Pignol JP and Verkooijen HM | Imaging/Calcification | Deep Learning | Two-stage convolutional neural network (CNN)–based deep learning algorithm for automated quantification of cardiovascular calcifications (coronary arteries, thoracic aorta, aortic valve, mitral valve) on radiotherapy planning CT scans | Not reported | Not reported | Not reported | Not reported | Not reported | Not reported | Not reported | Not reported | Reproducibility of automatic vs manual calcium scoring (prior validation cited): linearly weighted Cohen’s κ ≥ 0.84; intraclass correlation coefficients (ICC) ≥ 0.94. Anatomical targets: left main, LAD, LCX, RCA, thoracic aorta, aortic valve, mitral valve. | Deep Learning
Cardiac Substructure Dose and Survival in Stereotactic Radiotherapy for Lung Cancer: Results of the Multi-Centre SSBROC Trial | Chin, V and Chlap, P and Finnegan, R and Hau, E and Ong, A and Ma, X and Descallar, J and Otton, J and Holloway, L and Delaney, GP and Vinod, SK | Imaging/Segmentation/Dosiomics | Deep learning | Hybrid deep learning–based automatic cardiac substructure segmentation tool (deep learning + multi-atlas mapping + geometric modeling); machine learning feature-selection using minimum redundancy–maximum relevance (MRMR) | Not reported | Not reported | Not reported | Not reported | Not reported | Not reported | Not reported | Not reported | Segmentation: Fully automated delineation of 18 cardiac structures (whole heart, chambers, great vessels, coronary arteries, valves, conduction nodes). ML analysis: MRMR selected 10 cardiac dose parameters for multivariable modeling. Multivariable Cox results: Male sex (HR 2.04, 95% CI 1.06–3.90, p = 0.03) and maximum dose to ascending aorta (HR 1.05 per Gy, 95% CI 1.01–1.10, p = 0.02) independently associated with worse survival. | Deep learning
Cardiac substructure segmentation with deep learning for improved cardiac sparing. | Morris ED and Ghanem AI and Dong M and Pantelic MV and Walker EM and Glide-Hurst CK | Imaging/Segmentation | Deep Learning | 3D U-Net convolutional neural network for automatic cardiac substructure segmentation; trained using paired cardiac MRI–CT data with CT-only inference | Not reported | Not reported | Not reported | Not reported | Not reported | Not reported | Not reported | Not reported | DSC 0.80–0.92; Segmentation performance (mean Dice similarity coefficient): Cardiac chambers 0.88; great vessels 0.85; pulmonary veins 0.77; coronary arteries 0.50. Mean surface distance: <2 mm for chambers and great vessels. | Deep Learning
Cardiopulmonary Substructure Doses are Not Correlated With Cardiorespiratory Fitness Among Breast Cancer Survivors Treated With Contemporary Radiation Therapy | Thor, M and Scott, JM and Reiner, AS and Hong, LD and Yu, AF and Apte, A and Mccormick, B and Perez-Andujar, A and Lee, CP and Cervino, L and Harrison, J and Liang, XL and Patel, P and Dauer, LT and Moskowitz, CS and Bernstein, JL | Imaging/Dosiomics | Convolutional neural networks (CNNs) | Convolutional neural network–based AI auto-segmentation model for cardiopulmonary substructures (applied to dose extraction) | Not reported | Not reported | Not reported | Not reported | Not reported | Not reported | Not reported | Not reported | AI segmentation: 9 cardiopulmonary substructures (heart, LA, RA, LV, RV, pulmonary artery, superior vena cava, inferior vena cava, aorta) plus contralateral and ipsilateral lungs. Dose metrics: Median mean heart dose (MHD) 0.64 Gy (range 0.12–7.1); highest substructure mean dose to left ventricle (median 0.88 Gy). | Convolutional neural networks (CNNs)
Clinical Feasibility of Artificial Intelligence-Based Autosegmentation of the Left Anterior Descending Artery in Radiotherapy for Breast Cancer | Mohan, A and Talapatra, K and Sankhe, M and Kiron, G and Maniar, P and Kolekar, A and Kushe, S and Kharote, P and Singh, A and Patel, K and Gupta, A and Patel, D and Bardeskar, N and Patkar, D | Imaging/Segmentation | Deep Learning | Evaluation of AI-based LAD artery autosegmentation approaches, including segmentation algorithms (edge detection, point detection), multi-atlas–based approach, extrapolation-based approach, and anatomical landmark–based deep learning approach | Not reported | Not reported | Not reported | Not reported | Not reported | Not reported | Not reported | Not reported | LAD DSC 0.74–0.88; Edge detection performance: Sobel edge detection failed to identify LAD features in 98% of CT slices. Anatomical landmark–based approach (cited prior work): Dice similarity coefficient 0.15, median centroid distance 3.9 mm, maximum Hausdorff distance 4.8 mm. | Deep Learning
Combining dosiomics and machine learning methods for predicting severe cardiac diseases in childhood cancer survivors: the French Childhood Cancer Survivor Study | Bentriou, M and Letort, V and Chounta, S and Fresneau, B and Do, D and Haddy, N and Diallo, I and Journy, N and Zidane, M and Charrier, T and Aba, N and Ducos, C and Zossou, VS and de Vathaire, F and Allodji, RS and Lemler, S | Prediction | Random survival forests (RSF), Cox proportional hazards with Lasso/Bootstrap Lasso | Survival analysis models including Cox Proportional Hazards, Cox PH with Lasso penalty, Cox PH with Bootstrap Lasso feature selection, and Random Survival Forests (RSF) | 0.72–0.78 | Not reported | Not reported | Not reported | Not reported | Not reported | Not reported | Not reported | Feature importance: V30, mean heart dose; Best C-index: RSF with screened first-order dosiomics (whole heart) IPCW C-index 0.792 ± 0.049. Best Integrated Brier Score: RSF with first-order dosiomics from heart subparts IBS 0.069 ± 0.050. Comparator (standard models): Cox PH with mean heart dose IPCW C-index 0.774 ± 0.034; IBS 0.074 ± 0.056; Cox PH with dose–volume indicators IPCW C-index 0.791 ± 0.044; IBS 0.076 ± 0.056. | Random survival forests (RSF), Cox proportional hazards with Lasso/Bootstrap Lasso
Deep Learning for Automatic Calcium Scoring in CT: Validation Using Multiple Cardiac CT and Chest CT Protocols. | van Velzen SGM and Lessmann N and Velthuis BK and Bank IEM and van den Bongard DHJG and Leiner T and de Jong PA and Veldhuis WB and Correa A and Terry JG and Carr JJ and Viergever MA and Verkooijen HM and Išgum I | Imaging/Calcification | Deep Learning (convolutional neural network (CNN)) | Two-stage convolutional neural network (CNN) pipeline for calcium scoring | Not reported | CAC CT baseline sensitivity 87% (95% CI 85–91); RadTherapy CT baseline sensitivity 75% (95% CI 72–78); protocol-specific and combined training sensitivities ranged 82–98% depending on structure and CT type | Not reported | RadTherapy CT 97–98%; CAC CT 96–99% depending on training strategy; ACPET CT 38–72% depending on training strategy | Not reported | Not reported | Not reported | Not reported | ICC for CAC (baseline training): 0.79–0.97 across CT types. ICC for TAC (baseline training): 0.66–0.98. ICC after protocol-specific training: CAC 0.84–0.99; TAC 0.92–0.99. ICC after combined training: CAC 0.85–0.99; TAC 0.96–0.99. Risk-category agreement: Linearly weighted κ 0.85–0.95 (baseline), 0.89–0.98 (protocol-specific), 0.89–0.97 (combined); overall κ 0.90–0.92. | Deep Learning (convolutional neural network (CNN))
Deep learning model for automatic contouring of cardiovascular substructures on radiotherapy planning CT images: Dosimetric validation and reader study based clinical acceptability testing. | Garrett Fernandes M and Bussink J and Stam B and Wijsman R and Schinagl DAX and Monshouwer R and Teuwen J | Imaging/Segmentation | Neural network | 3D deep learning U-Net–based segmentation | Not reported | Not reported | Not reported | Not reported | Not reported | Not reported | Not reported | Mean absolute difference (mean dose): median 0.45 Gy averaged over all cardiovascular structures | DSC 0.82–0.91; Geometric accuracy (median surface Dice at 3 mm tolerance, entire test set): Mean across structures 0.90; HT 0.94; LV 0.88; RV 0.88; LA 0.87; RA 0.87; AO 0.99; PA 0.96; SVC 0.93; IVC 0.82. Contrast effect: Median mean surface Dice 0.91 (contrast-enhanced) vs 0.75 (non-contrast). DVH MAE (%): HT 0.48; LV 0.56; RV 1.64; LA 2.02; RA 1.43; AO 0.48; PA 1.09; SVC 1.49; IVC 2.79. | Neural network
Deep learning-based automatic segmentation of cardiac substructures for lung cancers. | Chen X and Mumme RP and Corrigan KL and Mukai-Sasaki Y and Koutroumpakis E and Palaskas NL and Nguyen CM and Zhao Y and Huang K and Yu C and Xu T and Daniel A and Balter PA and Zhang X and Niedzielski JS and Shete SS and Deswal A and Court LE and Liao Z and Yang J | Imaging/Segmentation | Deep Learning (U-Net) | nnU-Net deep learning segmentation model | Not reported | Not reported | Not reported | Not reported | Not reported | Not reported | Not reported | Not reported | Dice similarity coefficient (DSC): whole heart 0.95 ± 0.01; chambers 0.91 ± 0.02; great vessels 0.86 ± 0.09; valves 0.81 ± 0.09; coronary arteries 0.60 ± 0.14. Mean surface distance (MSD): LAD 1.4 ± 0.7 mm. Average absolute dose error: mean dose 1.04 ± 1.99 Gy; max dose 2.20 ± 4.37 Gy. | Deep Learning (U-Net)
Deep-learning system to improve the quality and efficiency of volumetric heart segmentation for breast cancer | Zeleznik, R and Weiss, J and Taron, J and Guthier, C and Bitterman, DS and Hancox, C and Kann, BH and Kim, DW and Punglia, RS and Bredfeldt, J and Foldyna, B and Eslami, P and Lu, MC and Hoffmann, U and Mak, R and Aerts, HJWL | Imaging/Segmentation | Deep Learning | Two-stage 3D U-Net deep-learning segmentation system | Not reported | Not reported | Not reported | Not reported | Not reported | Not reported | Not reported | Not reported | Median Dice coefficient 0.95 (IQR 0.008) on testing data; expert comparison: manual Dice 0.95 vs AI-assisted 0.97 (p < 0.001); expert accuracy unchanged with AI (Dice 0.92 vs 0.92, p = 0.48); AI-only Dice 0.92; real-world validation across 5,677 patients showed Dice 0.89 (IQR 0.06); failure rate (Dice < 0.85) decreased from 46.7% (2008) to 5.6% (2018); segmentation time reduced from 4.0 min (IQR 3.1–5.0) to 2.0 min (IQR 1.3–3.5). | Deep Learning
Development and application of an elastic net logistic regression model to investigate the impact of cardiac substructure dose on radiation-induced pericardial effusion in patients with NSCLC | Niedzielski, JS and Wei, X and Xu, T and Gomez, DR and Liao, ZX and Bankson, JA and Lai, SPY and Court, LE and Yang, JZ | Prediction/Dosiomics | Regression model | Elastic net logistic regression | 0.820 (cross-validated model with heart + substructures); 0.879 (final fitted model) | Not reported | Not reported | 0.743 (cross-validated heart + substructures model); 0.801 (final fitted model) | Not reported | Calibration slope/intercept: 1.356 / 0.235 (cross-validated heart + substructures model); 1.352 / 0.174 (final fitted model) | Not reported | Not reported | Whole-heart + substructure model outperformed heart-only model across all metrics: AUC 0.820 vs 0.799; accuracy 0.743 vs 0.713; calibration slope 1.356 vs 2.456; calibration intercept 0.235 vs 0.729 (all p < 0.05). | Regression model
Development and Validation of a Prediction Model for Cardiac Events in Patients With Hepatocellular Carcinoma Undergoing Stereotactic Body Radiation Therapy | Lee, HI and Son, J and Cho, B and Goh, Y and Jung, J and Park, JH and Chie, EK and Kim, KS and Kim, YH and Kang, HC and Yoon, SM | Prediction | Logistic regression for prediction, deep-learning for segmentation | Multivariable logistic regression–based normal tissue complication probability (NTCP) model; simplified Cardiac Event Index (CEI) risk score | 0.770 (development cohort, CEI for MACEs); 0.809 (validation cohort, CEI for MACEs); 0.750 (development cohort, coronary artery disease); 0.793 (validation cohort, coronary artery disease) | 97.7% (low-risk group, development cohort, MACE exclusion); 96.4% (low-risk group, validation cohort, MACE exclusion) | 89.3% (high-risk group, development cohort, MACE prediction); 85.0% (high-risk group, validation cohort, MACE prediction) | Not reported | Not reported | Hosmer–Lemeshow test P = 0.565 (development cohort, CEI); P = 0.800 (validation cohort, CEI) | Not reported | Not reported | MACE incidence: 5.8% (86/1473) development cohort; 6.7% (28/420) validation cohort. CEI stratified patients into low-, intermediate-, and high-risk groups with MACE rates of 0.4%, 4.9%, and 22.8% (development cohort) and 0.8%, 4.1%, and 23.4% (validation cohort). | Logistic regression for prediction, deep-learning for segmentation
Development of deep learning chest X-ray model for cardiac dose prediction in left-sided breast cancer radiotherapy | Koide, Y and Aoyama, T and Shimizu, H and Kitagawa, T and Miyauchi, R and Tachibana, H and Kodaira, T | Prediction | Convolutional neural network (CNN). + regression model | Convolutional neural network (CNN)–based regression model using paired anteroposterior and lateral chest X-ray images with clinical covariates | 0.864 (binary classification of ΔMHD > 1 Gy) | 0.857 | 0.909 | 0.88 | Not reported | Not reported | 0.73 Gy (ΔMHD prediction) | 0.56 Gy (ΔMHD prediction) | Positive predictive value 92.3%; negative predictive value 83.3%; Pearson correlation between observed and predicted ΔMHD = 0.55 (P = 0.028); R² = 0.30; median absolute residual 0.39 Gy (IQR 0.22–0.72); for MHDFB prediction: median absolute error 0.72 Gy, correlation 0.46 (P = 0.02), sensitivity 0.58, specificity 0.77. | Convolutional neural network (CNN). + regression model
Development of learning-based predictive models for radiation-induced atrial fibrillation in non-small cell lung cancer patients by integrating patient-specific clinical, dosimetry, and diagnostic information | Yoo, SK and Kim, KH and Noh, JM and Oh, J and Yang, G and Kim, J and Kim, N and Kim, H and Yoon, HI | Prediction | LASSO for feature selection, Logistic regression ; hybrid deep learning model, multilayer perceptron (MLP), convolutional neural network (CNN), recurrent network (RNN), vision transformer for prediction network (CNN) [25], recurrent neural network (RNN) [26], or vision transformer [27]) | Machine learning model (LASSO + PCA + logistic regression with intervention) and hybrid deep learning model (MLP + BiLSTM + logistic regression) | Internal validation: 0.801 (machine learning with intervention), 0.817 (deep learning with calibration); External validation: 0.776 (machine learning with intervention), 0.806 (deep learning) | Internal validation: 81.67% (machine learning with intervention), 83.33% (deep learning with calibration); External validation: 83.33% (machine learning with intervention), 83.33% (deep learning) | Internal validation: 78.33% (machine learning with intervention), 80.00% (deep learning with calibration); External validation: 71.82% (machine learning with intervention), 77.90% (deep learning) | Internal validation: 80.01% (machine learning with intervention), 81.66% (deep learning with calibration); External validation: 72.19% (machine learning with intervention), 78.08% (deep learning) | Not reported | Temperature scaling applied to deep learning model in internal validation; post-calibration AUC = 0.817 | Not reported | Not reported | Machine learning without intervention showed lower internal AUC = 0.767 and external AUC = 0.665. Hybrid deep learning preserved performance across datasets with minimal AUC degradation (internal 0.817 → external 0.806). Class imbalance addressed using SMOTE; AF incidence 17/321 (internal) and 6/187 (external). | LASSO for feature selection, Logistic regression ; hybrid deep learning model, multilayer perceptron (MLP), convolutional neural network (CNN), recurrent network (RNN), vision transformer for prediction network (CNN) [25], recurrent neural network (RNN) [26], or vision transformer [27])
Dosimetric Planning Tradeoffs to Reduce Heart Dose Using Machine Learning-Guided Decision Support Software in Patients with Lung Cancer | Bitterman, DS and Selesnick, P and Bredfeldt, J and Williams, CL and Guthier, C and Huynh, E and Kozono, DE and Lewis, JH and Cormack, RA and Carpenter, CM and Mak, RH and Atkins, KM | Prediction/Dosiomics | machine learning-guided clinical decision support software (Classification models: Boosting framework, decision trees and regression learning) | Machine learning–guided clinical decision support system using boosted decision-tree classification models for radiotherapy plan matching | Not reported | Not reported | Not reported | Not reported | Not reported | Not reported | Not reported | Not reported | Predicted MHD reductions >4–8 Gy in 39.2% of plans (modality-independent). Switching from 3D-CRT to IMRT: 75/103 patients (72.8%) showed improved MHD with mean reduction of 2.0 Gy (P < .0001); 25% achieved >4 Gy reduction. | machine learning-guided clinical decision support software (Classification models: Boosting framework, decision trees and regression learning)
Dosiomics-Based Prediction of Radiation-Induced Valvulopathy after Childhood Cancer | Chounta, S and Allodji, R and Vakalopoulou, M and Bentriou, M and Do, DT and De Vathaire, F and Diallo, I and Fresneau, B and Charrier, T and Zossou, V and Christodoulidis, S and Lemler, S and Le Chevalier, VL | Prediction/Dosiomics | Random forest algorithms | Random forest classification models (weighted Random Forest and Balanced Random Forest) | Entire cohort (FCCSS): 0.77 ± 0.047 (wtRF, dosiomics); 0.77 ± 0.051 (BRF, dosiomics). Uniformity < 1 sub-cohort: 0.86 ± 0.059 (wtRF); 0.86 ± 0.057 (BRF). Uniformity < 0.1 sub-cohort: 0.82 ± 0.073 (wtRF); 0.80 ± 0.071 (BRF). | Entire cohort: 0.59 ± 0.075 (wtRF); 0.62 ± 0.074 (BRF). Uniformity < 1: 0.73 ± 0.126 (wtRF); 0.78 ± 0.113 (BRF). Uniformity < 0.1: 0.69 ± 0.13 (wtRF); 0.74 ± 0.126 (BRF). | Entire cohort: 0.88 ± 0.015 (wtRF); 0.86 ± 0.018 (BRF). Uniformity < 1: 0.83 ± 0.031 (wtRF); 0.79 ± 0.021 (BRF). Uniformity < 0.1: 0.82 ± 0.026 (wtRF); 0.77 ± 0.028 (BRF). | Not reported | Not reported | Not reported | Not reported | Not reported | Balanced Accuracy: Entire cohort: 0.74 ± 0.038 (wtRF); 0.74 ± 0.039 (BRF). Uniformity < 1: 0.78 ± 0.057 (wtRF); 0.79 ± 0.056 (BRF). Uniformity < 0.1: 0.76 ± 0.062 (wtRF); 0.75 ± 0.056 (BRF). | Random forest algorithms
Effect of Radiation Doses to the Heart on Survival for Stereotactic Ablative Radiotherapy for Early-stage Non-Small-cell Lung Cancer: An Artificial Neural Network Approach | Chan, ST and Ruan, D and Shaverdian, N and Raghavan, G and Cao, M and Lee, P | Prediction/Dosiomics | Neural Network | Artificial neural network (ANN) survival classification model | Not reported | Not reported | Not reported | 64.7% | Not reported | Not reported | Not reported | Not reported | Overall survival (binary classification). Input features: Maximum dose, mean dose, V10Gy, V25Gy, V50Gy for 15 cardiac substructures and whole heart, plus clinical timing variables. Train/validation/test: 95 patients for training/validation (Monte Carlo cross-validation); 17-patient independent test set. | Neural Network
Elevated Coronary Artery Calcium Quantified by a Validated Deep Learning Model From Lung Cancer Radiotherapy Planning Scans Predicts Mortality | Atkins, KM and Weiss, J and Zeleznik, R and Bitterman, DS and Chaunzwa, TL and Huynh, E and Guthier, C and Kozono, DE and Lewis, JH and Tamarappoo, BK and Nohria, A and Hoffmann, U and Aerts, HJWL and Mak, RH | Imaging/Calcification | Deep Learning | Deep learning convolutional neural network (CNN) for automatic coronary artery calcium (CAC) quantification; model composed of three consecutive DL segmentation networks | Not reported | Not reported | Not reported | Not reported | Not reported | Not reported | Not reported | Not reported | Adjusted hazard ratio for all-cause mortality (DL-CAC ≥1 vs DL-CAC = 0) = 1.51 (95% CI 1.01–2.26, P=0.04); AI output: Agatston-like DL-CAC score; Distribution: DL-CAC ≥1 in 61.5% (263/428). Primary outcome: All-cause mortality (ACM). Secondary outcome: Major adverse cardiac events (MACE). Adjusted Cox regression (ACM): DL-CAC ≥1 vs 0 → HR 1.51 (95% CI 1.01–2.26; P = .04); 2-year ACM: 56.2% (DL-CAC ≥1) vs 45.4% (DL-CAC = 0). Competing-risk Fine–Gray model (MACE): DL-CAC ≥1 vs 0 → SHR 1.80 (95% CI 0.87–3.74; P = .11); 2-year MACE incidence: 7.3% vs 1.2%. | Deep Learning
Enhanced cardiac substructure sparing through knowledge-based treatment planning for non-small cell lung cancer radiotherapy | Momin, S and Wolf, J and Roper, J and Lei, Y and Liu, T and Bradley, JD and Higgins, K and Yang, XF and Zhang, JH | Prediction/Dosiomics | AI based Knowledge-based planning (KBP) model (RapidPlan: ML and DL KBP)) | Knowledge-based treatment planning (KBP) model implemented in Varian RapidPlan™; two models evaluated: Cardiac-based KBP (C-KBP) using whole heart only, and Cardiac-substructure-based KBP (CS-KBP) using 15 manually contoured cardiac substructures | Not reported | Not reported | Not reported | Not reported | Not reported | Not reported | Not reported | Not reported | LAD V15 Gy: CS-KBP = 0.69 ± 1.57 cc vs. C-KBP = 1.05 ± 1.68 cc vs. clinical/manual = 1.23 ± 1.76 cc (p < 0.01); Primary evaluation: Dosimetric comparison using paired two-tailed t-tests (p < 0.05). Key coronary artery results (mean ± SD): LADA mean dose 9.02 ± ? Gy (CS-KBP) vs 12.88 Gy (C-KBP) vs 16.05 Gy (clinical); LADA V15 Gy 0.69 ± 1.57 cc (CS-KBP) vs 1.05 ± 1.68 cc (C-KBP) vs 1.23 ± 1.76 cc (clinical). Other coronary arteries: LCFLX mean dose 12.74 Gy (CS-KBP) vs 17.68 Gy (C-KBP) vs 20.68 Gy (clinical); LMCA mean dose 11.36 Gy vs 20.44 Gy vs 26.74 Gy; RCA mean dose 11.36 Gy vs 20.44 Gy vs 26.74 Gy. Chambers: LV mean dose 3.55 Gy (CS-KBP) vs 4.72 Gy (C-KBP) vs 6.52 Gy (clinical); RA mean dose 3.95 Gy vs 5.59 Gy vs 6.55 Gy; RV mean dose 2.80 Gy vs 4.11 Gy vs 5.95 Gy. Whole heart mean dose: 8.95 ± 3.89 Gy (CS-KBP) vs 10.97 ± 3.41 Gy (C-KBP) vs 14.87 ± 5.01 Gy (clinical). | AI based Knowledge-based planning (KBP) model (RapidPlan: ML and DL KBP))
Estimating the risk of major adverse cardiac events following radiotherapy for left breast cancer using a modified generalized Lyman normal-tissue complication probability model. | Lai TY and Hu YW and Wang TH and Chen JP and Shiau CY and Huang PI and Lai IC and Liu YM and Huang CC and Tseng LM and Huang N and Liu CJ | Prediction | Regression model | Modified generalized Lyman normal-tissue complication probability (NTCP) model incorporating equivalent uniform dose (EUD) of the left ventricle (LV), clinical risk factors, and time-to-event (censoring) via mixture/generalized Lyman modeling; fitted using maximum likelihood estimation (MLE) | Not reported | Not reported | Not reported | Not reported | Not reported | Not reported | Not reported | Not reported | Higher mean LV dose in affected individuals (4.1 Gy vs. 2.9 Gy); model parameters: D50 = 43.3 Gy, m = 0.59, n = 0.78; Best-fit parameters (full model): D50 = 43.3 Gy (95% CI 27.9–92.3), m = 0.59 (95% CI 0.53–0.65), n = 0.78 (95% CI 0.48–8.4). Standard Lyman (no clinical factors): D50 = 30.0 Gy, m = 0.71, n = 0.74. Clinical factors included in full model: age, BMI, diabetes, hypertension, heart disease, hyperlipidemia, chronic kidney disease. Discrimination: C-index = 0.744 (full model) vs 0.591 (standard Lyman). | Regression model
Estimation of heart dose in left breast cancer radiotherapy: Assessment of vDIBH feasibility using the supervised machine learning algorithm | Rajurkar, SA and Verma, T and Gupta, R | Prediction/Dosiomics | Regression model | Supervised machine learning – Linear Regression model implemented using Scikit-learn; polynomial feature function applied; model developed to predict mean heart dose (HMD) from Haller Index (HI) and maximum heart distance (MHD) | Not reported | 0.66 | Specificity: 0.66 • Precision: 0.88 | 0.76 | Not reported | Not reported | Not reported | Not reported | Inputs: Chest transverse diameter (A), sternum-to-vertebra distance (B); Haller Index = A/B. Outcome: Mean heart dose (HMD, cGy). Training/testing split: 70–80% training / 20–30% testing (HI→HMD); 80/20 for HMD→MHD. Observed vs predicted HMD (test set): Mean observed 468.76 cGy vs predicted 464.66 cGy (absolute difference 4 cGy). Paired t-test: t = 0.230; p = 0.819 (no significant difference). Confusion matrix threshold: 468.761 cGy. Correlation coefficients: HI vs HMD r = 0.294 (positive correlation); HMD vs MHD r = 0.820. Inter-observer robustness: HI SD 0.070; predicted HMD SD 4.38 cGy (9 users). | Regression model
Evaluating coronary arteries and predicting MACEs using CCTA in lung cancer patients receiving chemotherapy or chemoradiotherapy | Xie, YH and Shen, HS and Xu, Q and Tu, CR and Yang, R and Liu, T and Tang, H and Miao, ZM and Zhang, JQ | Prediction | Deep Learning (U-Net) | Deep learning–based coronary analysis software (CoronaryDoc / CACScoreDoc / CT-FFR / FAI modules, Shukun Technology) using U-Net–based segmentation and hybrid computational fluid dynamics (CFD) for CT-FFR estimation; downstream risk modeling via Cox proportional hazards regression | Not reported | Not reported | Not reported | Not reported | Not reported | Not reported | Not reported | Not reported | Key predictive variables: CT-FFR, fat attenuation index (FAI), CAC score, stenosis severity, CAD-RADS.; AI-derived parameters: Coronary artery calcium (CAC) score, plaque type, stenosis severity, CAD-RADS, CT-FFR, fat attenuation index (FAI) for LAD, LCX, RCA. Baseline differences vs controls: Higher CAC, higher CAD-RADS, more severe stenosis, lower CT-FFR, higher FAI (all P<0.05). Longitudinal change: After CHT or CRT, CT-FFR significantly decreased and FAI increased in all three vessels (all P<0.001); changes greater after CRT than CHT. Multivariable Cox regression (adjusted): CT-FFR associated with MACEs — LAD HR 0.247 (95% CI 0.158–0.379); LCX HR 0.354 (0.225–0.545); RCA HR 0.452 (0.228–0.530). FAI associated with MACEs: LAD HR 3.412 (2.158–5.467); LCX HR 5.160 (2.861–9.352); RCA HR 2.701 (1.675–4.375). Risk stratification thresholds: CT-FFR <0.8 and FAI > −70.1 | Deep Learning (U-Net)
Evaluation of a delineation software for cardiac atlas-based autosegmentation: An example of the use of artificial intelligence in modern radiotherapy | Loap, P and Tkatchenko, N and Kirova, Y | Imaging/Segmentation | Deep Learning | Atlas-based cardiac substructure autosegmentation software (Workflow Box, Mirada Medical) using deformable image registration (Lucas–Kanade method) | Not reported | Not reported | Not reported | Not reported | Not reported | Not reported | Not reported | Not reported | Dice similarity coefficient (median [min–max]): Whole heart 0.95 [0.83–0.97]; RA 0.78 [0.55–0.85]; LA 0.79 [0.68–0.85]; RV 0.76 [0.50–0.85]; LV 0.87 [0.59–0.92]; LV anterior wall 0.56 [0.14–0.72]; apical wall 0.34 [0.03–0.69]; inferior wall 0.38 [0.04–0.66]; lateral wall 0.70 [0.22–0.77]; septal wall 0.40 [0.01–0.68] (Table 1). Median DSC across substructures: 0.69. | Deep Learning
Explainable Artificial Intelligence to Identify Dosimetric Predictors of Toxicity in Patients with Locally Advanced Non-Small Cell Lung Cancer: A Secondary Analysis of RTOG 0617 | Ladbury, C and Li, RC and Danesharasteh, A and Ertem, Z and Tam, A and Liu, JS and Hao, CR and Li, RS and McGee, H and Sampath, S and Williams, T and Glaser, S and Khasawneh, M and Liao, ZX and Lee, P and Ryckman, J and Shaikh, P and Amini, A | Prediction/Dosiomics | Multiple supervised ML classification models: logistic regression, naïve Bayes, k-nearest neighbors, support vector machine, random forest, and extreme gradient boosting (XGBoost); explainability via SHAP (Shapley Additive Explanation) | Multiple supervised ML classification models: logistic regression, naïve Bayes, k-nearest neighbors, support vector machine, random forest, and extreme gradient boosting (XGBoost); explainability via SHAP (Shapley Additive Explanation) | Pulmonary toxicity (XGBoost): 0.739; Cardiac toxicity (Random Forest): 0.706; Esophageal toxicity (Naive Bayes): 0.721 | Not reported | Not reported | Not reported | Not reported | Not reported | Not reported | Not reported | Key dosimetric thresholds identified via SHAP and validated: Pulmonary—Mean lung dose > 18 Gy (ML OR 2.070; 95% CI 1.508–2.967), Lung V20 > 37% (ML OR 22.268; 95% CI 12.575–37.199); Esophageal—Mean esophagus dose > 34 Gy (ML OR 1.159; 95% CI 1.092–1.249), Esophagus V20 > 37% (ML OR 1.072; 95% CI 1.022–1.132). | Machine learning models (extreme gradient boosting, random forest, naive Bayes) with explainable AI (SHAP)
Factors impacting cardiac dose and overall survival in post-operative non-small cell lung cancer patients | Cruz-Chamorro, R and Bryant, JM and Henning, J and Robinson, LA and Lee, DH and Fontaine, J and Toloza, E and Rosenberg, SA and Kim, J and El Naqa, I and Dilling, TJ | Prediction/Dosiomics | Regression model | Elastic net survival regression model (regularized Cox proportional hazards framework) with Bayesian hyperparameter tuning; variable importance analysis performed | Not reported | Not reported | Not reported | Not reported | Not reported | Not reported | Not reported | Not reported | Dosimetric variables evaluated: Heart V5–V70, mean dose, D0.03cc; lung and esophagus DVHs. Univariable OS predictors (heart): Heart V30 (p=0.0207), V40 (p=0.0331), V50 (p=0.00624), mean heart dose (p=0.0197). Clinical predictors (univariable): ITV volume (p=0.0172), ITV/lung volume ratio (p=0.0031), heart volume (p=0.0165). Multivariable modeling: Elastic net with 80/20 train–validation split, 10-fold cross-validation, Bayesian tuning; best model C-index = 0.61 (λ=7.60; α=0.0105). | Regression model
Identification of Risk of Cardiovascular Disease by Automatic Quantification of Coronary Artery Calcifications on Radiotherapy Planning CT Scans in Patients With Breast Cancer. | Gal R and van Velzen SGM and Hooning MJ and Emaus MJ and van der Leij F and Gregorowitsch ML and Blezer ELA and Gernaat SAM and Lessmann N and Sattler MGA and Leiner T and de Jong PA and Teske AJ and Verloop J and Penninkhof JJ and Vaartjes I and Meijer H and van Tol-Geerdink JJ and Pignol JP and van den Bongard DHJG and Išgum I and Verkooijen HM | Imaging/Calcification | Deep Learning | Deep learning–based automatic coronary artery calcium (CAC) quantification algorithm applied to non–ECG-gated radiotherapy planning CT scans; CAC used as exposure variable in Cox proportional hazards models | Not reported | Not reported | Not reported | Not reported | Not reported | Not reported | Not reported | Not reported | Strong dose–response relationships are demonstrated, particularly for coronary artery disease, with HRCAC>400 reaching 7.8.;AI task: Automatic detection and quantification of coronary calcifications; reproducibility vs manual scoring previously reported (weighted κ 0.91, ICC 0.85). CAC categorization (Agatston units): 0 (70.2%); 1–10 (10.0%); 11–100 (11.5%); 101–400 (5.2%); >400 (3.1%). Adjusted hazard ratios for CVD (Model 3): CAC 1–10 HR 1.1 (95% CI 0.9–1.4); 11–100 HR 1.8 (1.5–2.1); 101–400 HR 2.1 (1.7–2.6); >400 HR 3.4 (2.8–4.2). Adjusted hazard ratio for CAD: CAC >400 HR 7.8 (95% CI 5.5–11.2). | Deep Learning
Implementation of a Commercial Deep Learning-Based Auto Segmentation Software in Radiotherapy: Evaluation of Effectiveness and Impact on Workflow | Radici, L and Ferrario, S and Borca, VC and Cante, D and Paolini, M and Piva, C and Baratto, L and Franco, P and La Porta, MR | Imaging/Segmentation | Deep Learning (U-Net) | Commercial deep learning–based auto-segmentation software (Limbus Contour v1.5.0) using structure-specific U-Net convolutional neural network models | Not reported | Not reported | Not reported | Not reported | Not reported | Not reported | Not reported | Not reported | Average Dice Similarity Coefficient (DSC) across all structures = 0.72. Highest DSC: lungs 0.99; Good DSC (>0.9): bladder, heart, femoral heads; Lowest DSC: penile bulb 0.39. Volume variation (structures >15 cm³): smallest for lungs (~1%); largest for bowel (~65%) and oral cavity (~32%). Center of mass shift: smallest for lungs (≈0 cm); largest for bowel (2.4 cm). Dosimetric analysis: DVH differences evaluated by structure-specific metrics; largest discrepancy observed for bowel in rectal cancer—V45Gy: 10.4 ± 15.7 cm³ (manual) vs 289.4 ± 34 cm³ (auto). Heart dosimetry (breast cases): Heart V25Gy 1.2 ± 1.0% (manual) vs 1.0 ± 0.9% (auto). | Deep Learning (U-Net)
Incorporating sensitive cardiac substructure sparing into radiation therapy planning. | Morris ED and Aldridge K and Ghanem AI and Zhu S and Glide-Hurst CK | Imaging/Segmentation | Deep Learning (U-Net) | Deep learning–based segmentation model: 3D U-Net convolutional neural network | Not reported | Not reported | Not reported | Not reported | Not reported | Not reported | Not reported | Not reported | Key dosimetric results (not ML performance): Mean heart dose reduced by 0.7 ± 0.6 Gy; heart D0.03cc reduced by 8.6 ± 12.1 Gy; LV-V5 reduced by 6.33 ± 5.57% (n=12); LADA D0.03cc reduced 0.0–17.3 Gy; LMCA mean dose reduced 1.13 ± 1.15 Gy. | Deep Learning (U-Net)
Interpretable Machine Learning for Choosing Radiation Dose-volume Constraints on Cardio-pulmonary Substructures Associated with Overall Survival in NRG Oncology RTOG 0617. | Lee SH and Geng H and Arnold J and Caruana R and Fan Y and Rosen MA and Apte AP and Deasy JO and Bradley JD and Xiao Y | Prediction/Dosiomics | Explainable Boosting Machine (EBM); multiblock sparse partial least squares regression; supervised PCA; Boruta; random survival forest; extreme gradient boosting; DeepSurv | Survival machine-learning models: Explainable Boosting Machine (EBM) (glass-box), Cox Proportional Hazards (CPH), Random Survival Forest (RSF), Extreme Gradient Boosting Survival Embeddings (XGBSE), DeepSurv (CPH deep neural network) | Not reported | Not reported | Not reported | Not reported | Not reported | Not reported | Not reported | Not reported | Harrell’s C-index was the primary performance metric used to evaluate overall survival discrimination (EBM achieved the highest test-set C-index of 0.653).; Primary performance metric: Harrell’s C-index. Validation set C-index (95% CI): XGBSE 0.636 (0.573–0.700); EBM 0.633 (0.564–0.701); RSF 0.628 (0.566–0.691); CPH 0.622 (0.557–0.688); DeepSurv 0.610 (0.545–0.675). Test set C-index (95% CI): EBM 0.653 (0.556–0.749); XGBSE 0.646 (0.556–0.736); RSF 0.642 (0.553–0.731); DeepSurv 0.638 (0.548–0.727); CPH 0.632 (0.549–0.715). | Explainable Boosting Machine (EBM); multiblock sparse partial least squares regression; supervised PCA; Boruta; random survival forest; extreme gradient boosting; DeepSurv
Machine learning based radiomics model to predict radiotherapy induced cardiotoxicity in breast cancer. | Talebi A and Bitarafan-Rajabi A and Alizadeh-Asl A and Seilani P and Khajetash B and Hajianfar G and Tavakoli M | Prediction | Neural network (NN), generalized linear model (GLM), Naive Bayes (NB), support vector machine (SVM), and random forrest (RF) | Supervised machine-learning classifiers with feature-selection pipelines: Support Vector Machine (SVM), Random Forest (RF), Neural Network (NN), Generalized Linear Model (GLM), Naïve Bayes (NB) combined with Recursive Feature Elimination (RFE), Forward Selection (FS), and Maximum Relevance Minimum Redundancy (MRmr) | Dosimetric model achieved AUC up to 0.73; dosimetric plus demographic model achieved AUC up to 0.75; dosimetric plus demographic plus clinical model achieved AUC up to 0.85; dosimetric plus demographic plus clinical plus imaging model achieved AUC up to 0.97; AUCs were evaluated using five-fold cross-validation. | Not reported | Not reported | Not reported | Not reported | Not reported | Not reported | Not reported | Mean left ventricular ejection fraction and global longitudinal strain decreased significantly at 6 months compared with baseline, with p-value < 0.001.; Event rate: 58.5%. Validation: 70/30 train–test split with internal 5-fold cross-validation. Feature groups evaluated: (1) Dosimetric; (2) Dosimetric + Demographic; (3) Dosimetric + Demographic + Clinical; (4) Dosimetric + Demographic + Clinical + Imaging. | Neural network (NN), generalized linear model (GLM), Naive Bayes (NB), support vector machine (SVM), and random forrest (RF)
Machine learning modeling of cancer treatment-related cardiac events in breast cancer: utilizing dosiomics and radiomics | Dincer, S and Akmansu, M and Akyol, O | Prediction | Gradient-boosted classification | Supervised machine-learning model selected via TPOT AutoML; final algorithm: Gradient-Boosted Classification with gradient-boosted recursive feature elimination | 0.96 | Not reported | Not reported | Not reported | Not reported | Not reported | Not reported | Not reported | Permutation testing was used to confirm that model performance was non-random, with p < 0.05 for the two main models; event rate 16.66%. Features extracted per patient: 111 dosiomic + 119 radiomic features + clinical variables. Radiomics/dosiomics extraction: PyRadiomics (IBSI-compliant); features include first-order, shape, GLCM, GLDM, GLSZM, GLRLM, NGTDM. Model comparison (Table 1): Clinical + radiomic + dosiomic model AUC 0.96; clinical + dosimetric AUC 0.67; clinical + dosiomic AUC 0.75; clinical only AUC 0.89. Cross-validation: 5-fold CV mean AUC 0.80 ± 0.21 for the best model. | Gradient-boosted classification
Machine Learning-Based Risk Assessment for Cancer Therapy-Related Cardiac Dysfunction in 4300 Longitudinal Oncology Patients. | Zhou Y and Hou Y and Hussain M and Brown SA and Budd T and Tang WHW and Abraham J and Xu B and Shah C and Moudgil R and Popovic Z and Cho L and Kanj M and Watson C and Griffin B and Chung MK and Kapadia S and Svensson L and Collier P and Cheng F | Prediction | Classification models: (k-nearest neighbors, LR, SVM, RF, and GB) | Supervised machine-learning classification models evaluated: Logistic Regression (LR), Random Forest (RF), Gradient Boosting (GB), Support Vector Machine (SVM), and k-Nearest Neighbors (k-NN) | Coronary artery disease: AUROC 0.821 (95% CI, 0.815–0.826); atrial fibrillation: AUROC 0.787 (95% CI, 0.782–0.792); heart failure: AUROC 0.882 (95% CI, 0.878–0.887); stroke: AUROC 0.660 (95% CI, 0.650–0.670); myocardial infarction: AUROC 0.807 (95% CI, 0.799–0.816); de novo CTRCD: AUROC 0.802 (95% CI, 0.797–0.807). | Not reported | Not reported | Not reported | Not reported | Not reported | Not reported | Not reported | Multiple cardiovascular endpoints were modeled separately rather than as a composite outcome; Validation: 100 random train/val/test splits (81%/9%/10%) + time-based split (pre-2017 vs post-2017) for generalizability. Best-performing approach: LR with combined features. AUPR (combined features): HF 0.651; AF 0.401; CAD 0.481; MI 0.220; Stroke 0.138; de novo CTRCD 0.592. | Classification models: (k-nearest neighbors, LR, SVM, RF, and GB)
Mutual enhancing learning-based automatic segmentation of CT cardiac substructure. | Momin S and Lei Y and McCall NS and Zhang J and Roper J and Harms J and Tian S and Lloyd MS and Liu T and Bradley JD and Higgins K and Yang X | Imaging/Segmentation | Deep Learning | Deep learning mutual-enhancing segmentation framework consisting of Retina U-Net backbone + paired classification (C-Net) and segmentation (S-Net) | Not reported | Not reported | Not reported | Not reported | Not reported | Not reported | Not reported | Not reported | Dice Similarity Coefficient (primary metric for segmentation quality); higher DSCs for 2/3 substructures (0.945 vs. 0.948 for left ventricular cavity; 0.908 vs. 0.925 for right ventricular cavity) indicates effectiveness of proposed method Key DSC results (proposed method): Coronary arteries (5-fold CV) — LADA 0.71 ± 0.14, LCFLX 0.67 ± 0.17, LMCA 0.72 ± 0.17, RCA 0.71 ± 0.14; Coronary arteries (hold-out) — LADA 0.73 ± 0.17, LCFLX 0.72 ± 0.08, LMCA 0.77 ± 0.07, RCA 0.77 ± 0.08. Chambers (5-fold CV) — LA 0.92 ± 0.04, LV 0.96 ± 0.02, RA 0.94 ± 0.03, RV 0.92 ± 0.05. Great vessels (5-fold CV) — Aorta 0.91 ± 0.07, PA 0.92 ± 0.03, SVC 0.93 ± 0.04. Valves (5-fold CV) — AV 0.81 ± 0.12, MV 0.67 ± 0.22, PV 0.78 ± 0.21, TV 0.69 ± 0.21. Whole heart (5-fold CV) — DSC 0.97 ± 0.04. | Deep Learning
Novel Functional Radiomics for Prediction of Cardiac Positron Emission Tomography Avidity in Lung Cancer Radiotherapy. | Choi W and Jia Y and Kwak J and Werner-Wasik M and Dicker AP and Simone NL and Storozynsky E and Jain V and Vinogradskiy Y | Imaging/Radiomics | Tree based TPOT AutoML framework | Radiomics-based supervised classification model discovered and optimized using TPOT AutoML; final classifier: Extra Trees Classifier with variance thresholding, one-hot encoding, recursive feature elimination (RFE), and sequential feature selection | Not reported | Not reported | Not reported | Training (TJU): 92.4%; Internal validation: 95.0%; External validation (ACRIN): 80.3%; External validation (CU): 91.9% | Not reported | Not reported | Not reported | Not reported | External accuracy 0.803–0.919; Feature robustness filtering: ICC ≥0.90 between manual vs automated heart contours. Cross-validation: 10-fold CV; mean CV accuracy 89.8%. | Tree based TPOT AutoML framework
Open-source, fully-automated hybrid cardiac substructure segmentation: development and optimisation. | Finnegan RN and Chin V and Chlap P and Haidar A and Otton J and Dowling J and Thwaites DI and Vinod SK and Delaney GP and Holloway L | Imaging/Segmentation | Deep learning | Hybrid fully automated cardiac substructure segmentation tool combining deep learning (nnU-Net whole-heart segmentation), multi-atlas mapping for chambers and great vessels, and geometric rule-based modeling | Not reported | Not reported | Not reported | Not reported | Not reported | Not reported | Not reported | Not reported | Dice similarity coefficient (median): Whole heart 0.93; chambers 0.81–0.90; great vessels 0.43–0.76; coronary arteries 0.00–0.06; valves 0.22–0.53; conduction nodes 0.43–0.56. Mean distance to agreement (median): <6 mm for all structures. Hausdorff distance (median): 7.7–19.7 mm across structures. Volume ratio (auto/manual): 0.95–1.49 for all structures except LMCA (2.07). | Deep learning
Percutaneous Coronary Intervention Mortality, Cost, Complications, and Disparities after Radiation Therapy: Artificial Intelligence-Augmented, Cost Effectiveness, and Computational Ethical Analysis | Monlezun, DJ | Prediction | Regression model, Neural Network | Bayesian Machine Learning–augmented Propensity Score translational (BAM-PS) framework | Not reported | Not reported | Not reported | Not reported | Not reported | Not reported | Not reported | Not reported | Primary outcomes: Inpatient mortality; secondary outcomes included PCI utilization, complications, and costs. Key findings: Post-AMI PCI mortality generally comparable with vs without radiation; however, in breast cancer, PCI after radiation significantly increased inpatient mortality (OR 3.70, 95% CI 1.10–12.43, p = 0.035). | Regression model, Neural Network
Predicting heart dose in left-sided breast cancer patients using volumetric modulated arc therapy: an anatomical feature-driven machine learning model | Patil, D and Zope, MK and Raj, R and Devi, S | Prediction/Dosiomics | Regression model | Elastic Net regression | Not reported | Not reported | Not reported | Not reported | Not reported | Not reported | Mean heart dose: VMAT-2P 0.9181; VMAT-4P 0.9100; VMAT-5P 1.0812. Heart V5Gy: VMAT-2P 7.9718; VMAT-4P 5.9990; VMAT-5P 4.8242. Heart V25Gy: VMAT-2P 2.1473; VMAT-4P 2.1798; VMAT-5P 2.5383. | Not reported | Median Absolute Error (MEDAE): Mean heart dose — VMAT-2P 0.5926; VMAT-4P 0.5761; VMAT-5P 0.7509. Heart V5Gy — VMAT-2P 5.5702; VMAT-4P 4.7981; VMAT-5P 2.1188. Heart V25Gy — VMAT-2P 1.0053; VMAT-4P 1.5313; VMAT-5P 2.1232. Model evaluation: 70% training / 30% testing split; metrics reported on test set. | Regression model
Prediction of new-onset atrial fibrillation in patients with non-small cell lung cancer treated with curative-intent conventional radiotherapy. | Tohidinezhad F and Nürnberg L and Vaassen F and Ma Ter Bekke R and Jwl Aerts H and El Hendriks L and Dekker A and De Ruysscher D and Traverso A | Prediction | Regression model | Multivariable logistic regression-based prediction model | 0.80 (95% CI 0.76 - 0.84) | Not applicable | Not applicable | Not applicable | Not applicable | "The calibration curve showed good conformation of the predicted probabilities versus the actual outcomes for probabilities ranging between 0.1 and 0.9." | Not applicable | Not applicable | Decision Curve Analysis showed positive net clinical benefit; OR reported for individual predictors; Internal validation only; Model discrimination: Apparent AUC 0.82 (95% CI 0.78–0.85); optimism-corrected AUC 0.80. Positive Predictive Value: 65% at optimal threshold (0.42). Negative Predictive Value: 85% at optimal threshold. Validation: Internal validation with 1000 bootstrap resamples. | Regression model
Prediction of Radiation Therapy Induced Cardiovascular Toxicity from Pretreatment CT Images in Patients with Thoracic Malignancy via an Optimal Biomarker Approach | Long, MJ and Alnoury, M and Udupa, JK and Tong, YB and Wu, CY and Poole, N and Mannikeri, S and Ky, B and Feigenberg, SJ and Zou, JW and O'Reilly, S and Torigian, DA | Prediction | ML optimal biomarker (OBM), SVM | Support Vector Machine (SVM) classifier using an Optimal Biomarker (OBM) feature-selection | Not reported | Not reported | Not reported | 0.88 for LV-derived features 0.76-0.88 across all other CV structures tested | Not reported | Not reported | Not reported | Not applicable | Feature extraction: 1,078 features per structure (GLCM, LBP texture; intensity; morphology). Feature selection: Top 6 features (Nf=6) selected using modified OBM; all possible combinations evaluated. Best-performing structure: Left ventricle (LV). Testing accuracies by structure: Range 0.76–0.88; Heart 0.84, LA 0.84, RA 0.76, RV 0.76, Ascending aorta 0.76, Aortic arch 0.84, Descending thoracic aorta 0.84, Thoracic aorta 0.84. Dominant feature type: Texture features (GLCM-based). Data split: 60% training / 20% validation / 20% testing. | ML optimal biomarker (OBM), SVM
Predictive Value of Changes in Basal Myocardial 18F-Fluorodeoxyglucose Uptake for Cardiotoxicity in Patients With Locally Advanced Esophageal Cancer Receiving Definitive Radiation | Cai, GX and Wang, KY and Zhao, JR and Huang, BY and Wang, WQ and Wang, XH and Li, CB and Li, JS and Cheng, B and Yu, JM and Meng, X | Prediction | Regression model | Statistical predictive models using competing-risk regression (Fine–Gray) and Cox proportional hazards regression | Not reported | Not reported | Not reported | Not reported | Not reported | Not reported | Not reported | Not reported | HRs 2.48–3.93; Multivariate HRs (training cohort): Basal ΔSUVRmean HR 2.477 (95% CI 1.166–5.261, P=.018) in whole-heart model; consistent significance across LV, LAD, LCX, and RCA models. Patients without pre-existing cardiac disease: Basal ΔSUVRmean HRs 3.933–5.092 across models (all P≤.013). Model evaluation: Discrimination assessed by time-dependent ROC curves; overall performance by Brier score in both cohorts. | Regression model
Prospective deployment of an automated implementation solution for artificial intelligence translation to clinical radiation oncology | Kehayias, CE and Yan, YJ and Bontempi, D and Quirk, S and Bitterman, DS and Bredfeldt, JS and Aerts, HJWL and Mak, RH and Guthier, CV | Imaging/Segmentation | Deep Learning | Deep learning–based automated clinical deployment platform (DL-ODA) incorporating multiple nnU-Net–based segmentation models | Not reported | Not reported | Not reported | Not reported | Not reported | Not reported | Not reported | Not reported | Dice range 0.46–0.97; (Contour QA, median Full DSC): Heart 0.91 (IQR 0.87–0.93); Left lung 0.96; Right lung 0.97; Liver 0.94; Left kidney 0.91; Right kidney 0.91; Esophagus 0.76; Trachea 0.57; Stomach 0.74; Small bowel 0.46. Partial DSC improvement: Heart 0.94; Esophagus 0.81; Trachea 0.73; Stomach 0.86; Small bowel 0.70. Breast model geometric performance (test set): Median Full DSC 0.91–0.92. | Deep Learning
Radiomics Analysis on Computed Tomography Images for Prediction of Chemoradiation-induced Heart Failure in Breast Cancer by Machine Learning Models | Ansari, F and Neshasteh-Riz, A and Paydar, R and Mohagheghi, F and Felegari, S and Beigi, M and Cheraghi, S | Prediction | Radiomics-based supervised ML classifiers (Random Forest, Decision Tree, KNN) | Supervised machine-learning classifiers: Random Forest (RF), Decision Tree (DT), and K-Nearest Neighbors (KNN) using radiomic, dosimetric, and clinical features; deep learning (SwinUNETR, nnUNet) used only for heart autosegmentation | 0.98 | 0.83 | 0.85 | 0.85 | Not reported | Not reported | Not reported | Not reported | Segmentation performance (Dice, mean ± SD): SwinUNETR 0.84 ± 0.01; nnUNet 0.82 ± 0.02 (heart ROI). Radiomics: 873 features extracted; 890 total combined features (radiomic + dosimetric + clinical); 15 features selected. Cross-validation: 5-fold CV; test split 0.2. Model comparison (Table 3): RF AUC range 0.90–0.98 depending on feature set; DT AUC 0.88–0.96; KNN AUC 0.64–0.76. | Radiomics-based supervised ML classifiers (Random Forest, Decision Tree, KNN)
RootPainter3D: Interactive-machine-learning enables rapid and accurate contouring for radiotherapy | Smith, AG and Petersen, J and Terrones-Campos, C and Berthelsen, AK and Forbes, NJ and Darkner, S and Specht, L and Vogelius, IR | Imaging/Segmentation | Deep learning (U-Net) | Interactive machine-learning system with continual training using a 3D U-Net convolutional neural network (group normalization, residual connections) trained via corrective annotation | Not reported | Not reported | Not reported | Not reported | Not reported | Not reported | Not reported | Not reported | Mean DSC ≈0.95; time ↓ ~70%; Segmentation agreement (Dice similarity coefficient): Eclipse vs RootPainter3D predicted 0.945 ± 0.008; Eclipse vs RootPainter3D corrected 0.952 ± 0.007; RootPainter3D predicted vs corrected 0.991 ± 0.005 (Table 1). Longitudinal performance: From ~image 300 onward, vast majority of Dice scores >0.98; only two outliers <0.70 in final 600 images. Time efficiency: Mean delineation time for last 10 cases 2 min 2 s with RootPainter3D vs 7 min 1 s with Eclipse. | Deep learning (U-Net)
Synthetic contrast-enhanced computed tomography generation using a deep convolutional neural network for cardiac substructure delineation in breast cancer radiation therapy: a feasibility study. | Chun J and Chang JS and Oh C and Park I and Choi MS and Hong CS and Kim H and Yang G and Moon JY and Chung SY and Suh YJ and Kim JS | Imaging/Segmentation | Deep Learning | Conditional generative adversarial network (cGAN) with a deep convolutional neural network | Not reported | Not reported | Not reported | Not reported | Not reported | Not reported | Not reported | 20.66 ± 5.29 HU (SCECT vs CECT); 23.95 ± 6.98 HU (NCT vs CECT) | Geometric accuracy (20 test patients): Mean Dice similarity coefficient (DSC) across structures 0.81 ± 0.06; DSC by structure — Heart 0.95 ± 0.03, LV 0.91 ± 0.04, LA 0.86 ± 0.08, RV 0.85 ± 0.06, RA 0.80 ± 0.07, LAD 0.74 ± 0.14, RCA 0.55 ± 0.20. Mean surface distance (MSD): Average 2.44 ± 0.72 mm (RCA highest at 3.68 ± 1.60 mm). Dataset: 59 paired NCT–CECT scans (35 train / 4 validation / 20 test). | Deep Learning
The Association of Incidental Radiation Dose to the Heart Base with Overall Survival and Cardiac Events after Curative-intent Radiotherapy for Non-small Cell Lung Cancer: Results from the NI-HEART Study. | Walls GM and O'Connor J and Harbinson M and Duane F and McCann C and McKavanagh P and Johnston DI and Giacometti V and McAleese J and Hounsell AR and Cole AJ and Butterworth KT and McGarry CK and Hanna GG and Jain S | Prediction/Dosiomics | Deep learning for auto-segmentation and regression model for prediction | Deep learning–based cardiac substructure autosegmentation model for chambers and great vessels | Not reported | Not reported | Not reported | Not reported | Not reported | Not reported | Not reported | Not reported | Dose metric of interest: Heart base Dmax (median 54.5 Gy, IQR 35.0–58.2). Overall survival: Higher heart base Dmax (dichotomised at median) associated with worse survival (20.2 vs 28.3 months); multivariable Cox HR 1.01 per Gy (95% CI 1.00–1.02, P = 0.039). | Deep learning for auto-segmentation and regression model for prediction
The benefits evaluation of abdominal deep inspiration breath hold based on knowledge-based radiotherapy treatment planning for left-sided breast cancer | Xu, JQ and Wang, JZ and Zhao, F and Hu, WG and Yao, GR and Lu, ZJ and Yan, SX | Prediction/Dosiomics | Knowledge-based planning (KPB) using kernel density estimation (KDE) DVH prediction models | Knowledge-based planning (KBP) using kernel density estimation (KDE) dose–volume histogram (DVH) prediction models | Not reported | Not reported | Not reported | Not reported | Not reported | Not reported | Not reported | Not reported | Model task: DVH prediction and plan deliverability assessment, not outcome prediction. Training set: 40 left-sided breast cancer patients with paired FB-CT and DIBH-CT scans. Test set: 10 additional patients with both breathing conditions. | Knowledge-based planning (KPB) using kernel density estimation (KDE) DVH prediction models
The influence of cardiac substructure dose on survival in a large lung cancer stereotactic radiotherapy cohort using a robust personalized contour analysis | van der Pol, LHG and Pomp, J and Hoesein, FAAM and Raaymakers, BW and Verhoeff, JJC and Fast, MF | Imaging/Segmentation | Deep learning (U-Net) for autosegmentation and ML for survival modeling (elastic net cox regression, random forests) | Deep learning–based nnU-Net auto-segmentation model for cardiac substructures; Elastic Net (EN) regression and Random Survival Forests (RSF) used for survival modelling | Not reported | Not reported | Not reported | Not reported | Not reported | Not reported | Not reported | Not reported | Cardiac structures generated: LA, LV, RA, RV, aorta, SVC, IVC, PA (only structures with median Dice ≥0.80 and MSD <2 mm included). Segmentation performance inclusion criteria: median Dice similarity coefficient ≥0.80; mean surface distance (MSD) <2 mm. Dose metrics extracted: Dmean and D0.1 cc (surrogate for Dmax), converted to EQD2 (α/β = 2 Gy for heart/CS; robustness tested with α/β = 3 Gy). Modelling approaches: 1000-bootstrap Elastic Net models and 500 Random Survival Forests per configuration; dose-only and dose+confounder models; contour uncertainty assessed using MSD ±2 SD expansions/contractions. Automation time: DL contour creation ~2 minutes per patient. | Deep learning (U-Net) for autosegmentation and ML for survival modeling (elastic net cox regression, random forests)
Validation of a Fully Automated Hybrid Deep Learning Cardiac Substructure Segmentation Tool for Contouring and Dose Evaluation in Lung Cancer Radiotherapy | Chin, V and Finnegan, RN and Chlapy, P and Otton, J and Haidar, A and Holloway, L and Thwaites, DI and Dowling, J and Delaney, GP and Vinod, SK | Imaging/Segmentation | Deep Learning | Hybrid automatic segmentation tool combining deep learning (nnU-Net whole-heart segmentation), multi-atlas mapping for chambers and great vessels, and geometric definitions | Not reported | Not reported | Not reported | Not reported | Not reported | Not reported | Not reported | Dose–volume histogram MAE (median, %): 1.65–3.58% for whole heart and chambers; 2.88–13.30% for smaller substructures | DSC 0.75–0.93; Geometric accuracy (median Dice similarity coefficient, DSC): whole heart 0.93; chambers 0.75–0.87; great vessels 0.41–0.73; valves 0.17–0.33; coronary arteries 0.00–0.06; conduction nodes 0.24–0.50. Mean distance to agreement (median, mm): whole heart/chambers 2.09–3.34 mm; valves/conduction nodes 3.36–6.10 mm; coronary arteries 6.45–8.54 mm. Hausdorff distance (median, mm): whole heart 13.09 mm; chambers 15.44–17.75 mm; coronary arteries up to 22.82 mm. Dose validation (27 curative-intent cases, PTV 50 Gy): Mean dose difference (median): −1.12 to 0.57 Gy (heart/chambers); −2.25 to 4.45 Gy (smaller substructures). Maximum dose difference (median): −3.04 to 0.07 Gy (heart/chambers); −3.68 to 0.81 Gy (smaller substructures). Absolute relative mean-dose difference (median): 1.13–3.25% (heart/chambers); 0.94–6.79% (smaller substructures). Pearson correlation (r): mean-dose correlations typically 0.88–0.99 across structures. Time: manual contouring 75–150 min/case; automatic segmentation 20–30 min/case. | Deep Learning
Validation of an established deep learning auto-segmentation tool for cardiac substructures in 4D radiotherapy planning scans | Walls, GM and Giacometti, V and Apte, A and Thor, M and McCann, C and Hanna, GG and 'Connor, J and Deasy, JO and Hounsell, AR and Butterworth, KT and Cole, AJ and Jain, S and McGarry, CK | Imaging/Segmentation | Deep Learning | Deep learning–based convolutional neural network auto-segmentation tool | Not reported | Not reported | Not reported | Not reported | Not reported | Not reported | Not reported | Median absolute difference in mean dose: 0.2 Gy (range 0–1.7 Gy); Median absolute difference in maximum dose (Dmax): 0.4 Gy (range 0.1–2.2 Gy) | DSC 0.85; Geometric agreement: Overall median Dice similarity coefficient (DSC) 0.85; DSC range across structures 0.76–0.94 (lowest IVC 0.76, highest PC 0.94). Volume difference: Overall median absolute volume difference 11.8% (range 6.5–41.5%). Centroid shift: Approximately 3–4 mm overall; AO 1.7 mm, PA 5.7 mm. HD95: Median 7.1 mm (AO 2.4 mm, RV 8.9 mm). | Deep Learning

## TRIPOD+AI
Article | Authors | 1 | 2 | 3a | 3b | 3c | 4 | 5a | 5b | 6a | 6b | 6c | 7 | 8a | 8b | 8c | 9a | 9b | 9c | 10 | 11 | 12a | 12b | 12c | 12d | 12e | 12f | 12g | 13 | 14 | 15 | 16 | 17 | 18a | 18b | 18c | 18d | 18e | 18f | 19 | 20a | 20b | 20c | 21 | 22 | 23a | 23b | 24 | 25 | 26 | 27a | 27b | 27c | Total number | Percent% | Total items
A causal network model to estimate the cardiotoxic effect of oncological treatments in young breast cancer survivors | Bernasconi, A and Zanga, A and Lucas, PJF and Scutari, M and Trama, A and Stella, F | 1 | 1 | 1 | 1 | 0 | 1 | 1 | 1 | 1 | 1 | 1 | 1 | 1 | 0 | 0 | 1 | 1 | 0 | 0 | 1 | 1 | 0 | 1 | 1 | 1 | 0 | 1 | 0 | 0 | 1 | 1 | 0 | 1 | 1 | 0 | 0 | 1 | 1 | 0 | 0 | 1 | 0 | 1 | 1 | 1 | 0 | 0 | 1 | 1 | 0 | 0 | 1 | 33 | 63.4615 | 52
Acute coronary event (ACE) prediction following breast radiotherapy by features extracted from 3D CT, dose, and cardiac structures | Choi, BS and Yoo, SK and Moon, J and Chung, SY and Oh, J and Baek, S and Kim, Y and Chang, JS and Kim, H and Kim, JS | 1 | 1 | 1 | 1 | 1 | 1 | 1 | 1 | 1 | 1 | 1 | 1 | 1 | 1 | 1 | 1 | 1 | 1 | 0 | 1 | 1 | 1 | 1 | 1 | 1 | 1 | 1 | 1 | 1 | 1 | 1 | 1 | 1 | 1 | 1 | 1 | 1 | 1 | 1 | 1 | 1 | 1 | 1 | 1 | 1 | 0 | 1 | 1 | 1 | 1 | 1 | 1 | 50 | 96.1538 | 52
Artificial Intelligence-Assisted Prediction of Late-Onset Cardiomyopathy Among Childhood Cancer Survivors. | Güntürkün F and Akbilgic O and Davis RL and Armstrong GT and Howell RM and Jefferies JL and Ness KK and Karabayir I and Lucas JT Jr and Srivastava DK and Hudson MM and Robison LL and Soliman EZ and Mulrooney DA | 1 | 1 | 1 | 1 | 1 | 1 | 1 | 1 | 1 | 1 | 1 | 1 | 1 | 1 | 1 | 1 | 1 | 1 | 0 | 1 | 1 | 1 | 1 | 1 | 1 | 1 | 1 | 1 | 1 | 1 | 1 | 1 | 1 | 1 | 1 | 1 | 1 | 1 | 1 | 1 | 1 | 1 | 1 | 1 | 1 | 0 | 1 | 1 | 1 | 1 | 1 | 1 | 50 | 96.1538 | 52
Artificial Intelligence-Based Patient Selection for Deep Inspiration Breath-Hold Breast Radiotherapy from Respiratory Signals | Vendrame, A and Cappelletto, C and Chiovati, P and Vinante, L and Parvej, M and Caroli, A and Pirrone, G and Barresi, L and Drigo, A and Avanzo, M | 1 | 1 | 1 | 1 | 1 | 1 | 1 | 1 | 1 | 1 | 1 | 1 | 1 | 0 | 0 | 0 | 0 | 0 | 1 | 1 | 1 | 1 | 1 | 1 | 1 | 0 | 0 | 1 | 1 | 1 | 0 | 0 | 1 | 1 | 1 | 1 | 1 | 0 | 1 | 1 | 1 | 1 | 1 | 1 | 1 | 1 | 1 | 1 | 1 | 1 | 0 | 0 | 40 | 76.9231 | 52
Baseline atrial volume indices and major adverse cardiac events following thoracic radiotherapy | Qiao, EM and He, JH and Silos, KD and Gasho, JO and Belen, P and Bitterman, DS and Mckenzie, E and Steers, J and Guthier, C and Nohria, A and Lu, MT and Aerts, HJWL and Nikolova, AP and Mak, RH and Atkins, KM | 1 | 1 | 1 | 1 | 1 | 1 | 1 | 1 | 1 | 1 | 1 | 1 | 1 | 0 | 0 | 1 | 1 | 1 | 0 | 1 | 1 | 1 | 1 | 1 | 1 | 1 | 1 | 1 | 1 | 1 | 1 | 0 | 1 | 1 | 1 | 1 | 1 | 1 | 1 | 1 | 1 | 1 | 1 | 1 | 1 | 0 | 1 | 1 | 1 | 1 | 1 | 1 | 47 | 90.3846 | 52
Combining dosiomics and machine learning methods for predicting severe cardiac diseases in childhood cancer survivors: the French Childhood Cancer Survivor Study | Bentriou, M and Letort, V and Chounta, S and Fresneau, B and Do, D and Haddy, N and Diallo, I and Journy, N and Zidane, M and Charrier, T and Aba, N and Ducos, C and Zossou, VS and de Vathaire, F and Allodji, RS and Lemler, S | 1 | 1 | 1 | 1 | 1 | 1 | 1 | 1 | 1 | 1 | 1 | 1 | 1 | 0 | 0 | 1 | 1 | 1 | 0 | 1 | 1 | 1 | 1 | 1 | 1 | 1 | 1 | 1 | 1 | 1 | 0 | 0 | 1 | 1 | 1 | 1 | 1 | 1 | 1 | 1 | 1 | 1 | 1 | 1 | 1 | 0 | 1 | 1 | 1 | 1 | 1 | 1 | 46 | 88.4615 | 52
Development and application of an elastic net logistic regression model to investigate the impact of cardiac substructure dose on radiation-induced pericardial effusion in patients with NSCLC | Niedzielski, JS and Wei, X and Xu, T and Gomez, DR and Liao, ZX and Bankson, JA and Lai, SPY and Court, LE and Yang, JZ | 1 | 1 | 1 | 1 | 1 | 1 | 1 | 1 | 1 | 1 | 1 | 1 | 1 | 0 | 0 | 0 | 0 | 0 | 1 | 1 | 1 | 1 | 1 | 1 | 1 | 1 | 1 | 1 | 1 | 1 | 0 | 0 | 1 | 1 | 1 | 1 | 1 | 1 | 1 | 1 | 1 | 1 | 1 | 1 | 1 | 1 | 1 | 1 | 1 | 1 | 1 | 1 | 45 | 86.5385 | 52
Development and Validation of a Prediction Model for Cardiac Events in Patients With Hepatocellular Carcinoma Undergoing Stereotactic Body Radiation Therapy | Lee, HI and Son, J and Cho, B and Goh, Y and Jung, J and Park, JH and Chie, EK and Kim, KS and Kim, YH and Kang, HC and Yoon, SM | 1 | 1 | 1 | 1 | 1 | 1 | 1 | 1 | 1 | 1 | 1 | 1 | 1 | 1 | 1 | 1 | 1 | 1 | 0 | 1 | 1 | 1 | 1 | 1 | 1 | 1 | 1 | 1 | 1 | 1 | 1 | 0 | 1 | 1 | 1 | 1 | 1 | 1 | 1 | 1 | 1 | 1 | 1 | 1 | 1 | 1 | 1 | 1 | 1 | 1 | 1 | 1 | 50 | 96.1538 | 52
Development of deep learning chest X-ray model for cardiac dose prediction in left-sided breast cancer radiotherapy | Koide, Y and Aoyama, T and Shimizu, H and Kitagawa, T and Miyauchi, R and Tachibana, H and Kodaira, T | 1 | 1 | 1 | 1 | 1 | 1 | 1 | 1 | 1 | 1 | 1 | 1 | 1 | 1 | 1 | 0 | 0 | 0 | 0 | 1 | 1 | 1 | 1 | 1 | 1 | 0 | 0 | 1 | 1 | 1 | 0 | 0 | 1 | 1 | 1 | 1 | 1 | 1 | 1 | 1 | 1 | 1 | 1 | 1 | 1 | 0 | 1 | 1 | 1 | 1 | 1 | 1 | 43 | 82.6923 | 52
Development of learning-based predictive models for radiation-induced atrial fibrillation in non-small cell lung cancer patients by integrating patient-specific clinical, dosimetry, and diagnostic information | Yoo, SK and Kim, KH and Noh, JM and Oh, J and Yang, G and Kim, J and Kim, N and Kim, H and Yoon, HI | 1 | 1 | 1 | 1 | 1 | 1 | 1 | 1 | 1 | 1 | 1 | 1 | 1 | 0 | 0 | 1 | 1 | 1 | 1 | 1 | 1 | 1 | 1 | 1 | 1 | 1 | 1 | 1 | 1 | 1 | 0 | 0 | 1 | 1 | 1 | 1 | 1 | 1 | 1 | 1 | 1 | 1 | 1 | 1 | 1 | 1 | 1 | 1 | 1 | 1 | 1 | 1 | 48 | 92.3077 | 52
Dosimetric Planning Tradeoffs to Reduce Heart Dose Using Machine Learning-Guided Decision Support Software in Patients with Lung Cancer | Bitterman, DS and Selesnick, P and Bredfeldt, J and Williams, CL and Guthier, C and Huynh, E and Kozono, DE and Lewis, JH and Cormack, RA and Carpenter, CM and Mak, RH and Atkins, KM | 1 | 1 | 1 | 1 | 1 | 1 | 1 | 1 | 1 | 1 | 1 | 1 | 1 | 0 | 0 | 0 | 0 | 0 | 0 | 1 | 1 | 1 | 1 | 1 | 1 | 1 | 1 | 1 | 1 | 1 | 0 | 0 | 1 | 1 | 1 | 1 | 1 | 1 | 1 | 1 | 1 | 1 | 1 | 1 | 1 | 0 | 1 | 1 | 1 | 1 | 0 | 0 | 41 | 78.8462 | 52
Dosiomics-Based Prediction of Radiation-Induced Valvulopathy after Childhood Cancer | Chounta, S and Allodji, R and Vakalopoulou, M and Bentriou, M and Do, DT and De Vathaire, F and Diallo, I and Fresneau, B and Charrier, T and Zossou, V and Christodoulidis, S and Lemler, S and Le Chevalier, VL | 1 | 1 | 1 | 1 | 1 | 1 | 1 | 1 | 1 | 1 | 1 | 1 | 1 | 0 | 0 | 1 | 1 | 1 | 0 | 1 | 1 | 1 | 1 | 1 | 1 | 1 | 1 | 1 | 1 | 1 | 1 | 0 | 1 | 1 | 1 | 1 | 1 | 1 | 1 | 1 | 1 | 1 | 1 | 1 | 1 | 0 | 1 | 1 | 1 | 1 | 1 | 1 | 47 | 90.3846 | 52
Effect of Radiation Doses to the Heart on Survival for Stereotactic Ablative Radiotherapy for Early-stage Non-Small-cell Lung Cancer: An Artificial Neural Network Approach | Chan, ST and Ruan, D and Shaverdian, N and Raghavan, G and Cao, M and Lee, P | 1 | 1 | 1 | 1 | 1 | 1 | 1 | 1 | 1 | 1 | 1 | 1 | 1 | 0 | 0 | 0 | 0 | 0 | 0 | 1 | 1 | 1 | 1 | 1 | 1 | 1 | 1 | 1 | 1 | 1 | 0 | 0 | 1 | 1 | 1 | 1 | 1 | 1 | 1 | 1 | 1 | 1 | 1 | 1 | 1 | 0 | 1 | 1 | 1 | 1 | 0 | 0 | 41 | 78.8462 | 52
Enhanced cardiac substructure sparing through knowledge-based treatment planning for non-small cell lung cancer radiotherapy | Momin, S and Wolf, J and Roper, J and Lei, Y and Liu, T and Bradley, JD and Higgins, K and Yang, XF and Zhang, JH | 1 | 1 | 1 | 1 | 1 | 1 | 1 | 1 | 1 | 1 | 1 | 1 | 1 | 0 | 0 | 0 | 0 | 0 | 0 | 1 | 1 | 1 | 1 | 1 | 1 | 1 | 1 | 1 | 1 | 1 | 0 | 0 | 1 | 1 | 1 | 1 | 1 | 1 | 1 | 1 | 1 | 1 | 1 | 1 | 1 | 0 | 1 | 1 | 1 | 1 | 0 | 0 | 41 | 78.8462 | 52
Estimating the risk of major adverse cardiac events following radiotherapy for left breast cancer using a modified generalized Lyman normal-tissue complication probability model. | Lai TY and Hu YW and Wang TH and Chen JP and Shiau CY and Huang PI and Lai IC and Liu YM and Huang CC and Tseng LM and Huang N and Liu CJ | 1 | 1 | 1 | 1 | 1 | 1 | 1 | 1 | 1 | 1 | 1 | 1 | 1 | 0 | 0 | 1 | 1 | 1 | 0 | 1 | 1 | 1 | 1 | 1 | 1 | 1 | 1 | 1 | 1 | 1 | 1 | 0 | 1 | 1 | 1 | 1 | 1 | 1 | 1 | 1 | 1 | 1 | 1 | 1 | 1 | 0 | 1 | 1 | 1 | 1 | 0 | 0 | 45 | 86.5385 | 52
Estimation of heart dose in left breast cancer radiotherapy: Assessment of vDIBH feasibility using the supervised machine learning algorithm | Rajurkar, SA and Verma, T and Gupta, R | 1 | 1 | 1 | 1 | 1 | 1 | 1 | 1 | 1 | 1 | 1 | 1 | 1 | 0 | 0 | 0 | 0 | 0 | 0 | 1 | 1 | 1 | 1 | 1 | 1 | 1 | 1 | 1 | 1 | 1 | 0 | 0 | 1 | 1 | 1 | 1 | 1 | 1 | 1 | 1 | 1 | 1 | 1 | 1 | 1 | 0 | 1 | 1 | 1 | 1 | 1 | 1 | 43 | 82.6923 | 52
Evaluating coronary arteries and predicting MACEs using CCTA in lung cancer patients receiving chemotherapy or chemoradiotherapy | Xie, YH and Shen, HS and Xu, Q and Tu, CR and Yang, R and Liu, T and Tang, H and Miao, ZM and Zhang, JQ | 1 | 1 | 1 | 1 | 1 | 1 | 1 | 1 | 1 | 1 | 1 | 1 | 1 | 0 | 0 | 1 | 1 | 1 | 0 | 1 | 1 | 1 | 1 | 1 | 1 | 1 | 1 | 1 | 1 | 1 | 1 | 0 | 1 | 1 | 1 | 1 | 1 | 1 | 1 | 1 | 1 | 1 | 1 | 1 | 1 | 0 | 1 | 1 | 1 | 1 | 0 | 0 | 45 | 86.5385 | 52
Explainable Artificial Intelligence to Identify Dosimetric Predictors of Toxicity in Patients with Locally Advanced Non-Small Cell Lung Cancer: A Secondary Analysis of RTOG 0617 | Ladbury, C and Li, RC and Danesharasteh, A and Ertem, Z and Tam, A and Liu, JS and Hao, CR and Li, RS and McGee, H and Sampath, S and Williams, T and Glaser, S and Khasawneh, M and Liao, ZX and Lee, P and Ryckman, J and Shaikh, P and Amini, A | 1 | 1 | 1 | 1 | 1 | 1 | 1 | 1 | 1 | 1 | 1 | 1 | 1 | 0 | 0 | 1 | 1 | 1 | 0 | 1 | 1 | 1 | 1 | 1 | 1 | 1 | 1 | 1 | 1 | 1 | 0 | 0 | 1 | 1 | 1 | 1 | 1 | 1 | 1 | 1 | 1 | 1 | 1 | 1 | 1 | 0 | 1 | 1 | 1 | 1 | 0 | 0 | 44 | 84.6154 | 52
Factors impacting cardiac dose and overall survival in post-operative non-small cell lung cancer patients | Cruz-Chamorro, R and Bryant, JM and Henning, J and Robinson, LA and Lee, DH and Fontaine, J and Toloza, E and Rosenberg, SA and Kim, J and El Naqa, I and Dilling, TJ | 1 | 1 | 1 | 1 | 1 | 1 | 1 | 1 | 1 | 1 | 1 | 1 | 1 | 0 | 0 | 1 | 1 | 1 | 0 | 1 | 1 | 1 | 1 | 1 | 1 | 1 | 1 | 1 | 1 | 1 | 1 | 0 | 1 | 1 | 1 | 1 | 1 | 1 | 1 | 1 | 1 | 1 | 1 | 1 | 1 | 0 | 1 | 1 | 1 | 1 | 1 | 1 | 47 | 90.3846 | 52
Interpretable Machine Learning for Choosing Radiation Dose-volume Constraints on Cardio-pulmonary Substructures Associated with Overall Survival in NRG Oncology RTOG 0617. | Lee SH and Geng H and Arnold J and Caruana R and Fan Y and Rosen MA and Apte AP and Deasy JO and Bradley JD and Xiao Y | 1 | 1 | 1 | 1 | 1 | 1 | 1 | 1 | 1 | 1 | 1 | 1 | 1 | 0 | 0 | 1 | 1 | 1 | 0 | 1 | 1 | 1 | 1 | 1 | 1 | 1 | 1 | 1 | 1 | 1 | 1 | 0 | 1 | 1 | 1 | 1 | 1 | 1 | 1 | 1 | 1 | 1 | 1 | 1 | 1 | 0 | 1 | 1 | 1 | 1 | 0 | 0 | 45 | 86.5385 | 52
Machine learning based radiomics model to predict radiotherapy induced cardiotoxicity in breast cancer. | Talebi A and Bitarafan-Rajabi A and Alizadeh-Asl A and Seilani P and Khajetash B and Hajianfar G and Tavakoli M | 1 | 1 | 1 | 1 | 1 | 1 | 1 | 1 | 1 | 1 | 1 | 1 | 1 | 0 | 0 | 0 | 0 | 0 | 0 | 1 | 1 | 1 | 1 | 1 | 1 | 1 | 1 | 1 | 1 | 1 | 0 | 0 | 1 | 1 | 1 | 1 | 1 | 1 | 1 | 1 | 1 | 1 | 1 | 1 | 1 | 0 | 1 | 1 | 1 | 1 | 0 | 0 | 41 | 78.8462 | 52
Machine learning modeling of cancer treatment-related cardiac events in breast cancer: utilizing dosiomics and radiomics | Dincer, S and Akmansu, M and Akyol, O | 1 | 1 | 1 | 1 | 1 | 1 | 1 | 1 | 1 | 1 | 1 | 1 | 1 | 0 | 0 | 0 | 0 | 0 | 0 | 1 | 1 | 1 | 1 | 1 | 1 | 1 | 1 | 1 | 1 | 1 | 0 | 0 | 1 | 1 | 1 | 1 | 1 | 1 | 1 | 1 | 1 | 1 | 1 | 1 | 1 | 0 | 1 | 1 | 1 | 1 | 1 | 1 | 43 | 82.6923 | 52
Machine Learning-Based Risk Assessment for Cancer Therapy-Related Cardiac Dysfunction in 4300 Longitudinal Oncology Patients. | Zhou Y and Hou Y and Hussain M and Brown SA and Budd T and Tang WHW and Abraham J and Xu B and Shah C and Moudgil R and Popovic Z and Cho L and Kanj M and Watson C and Griffin B and Chung MK and Kapadia S and Svensson L and Collier P and Cheng F | 1 | 1 | 1 | 1 | 0 | 1 | 1 | 1 | 1 | 1 | 1 | 1 | 1 | 0 | 0 | 1 | 1 | 0 | 1 | 1 | 1 | 1 | 1 | 0 | 1 | 1 | 1 | 1 | 0 | 1 | 1 | 1 | 1 | 1 | 0 | 0 | 1 | 1 | 0 | 1 | 1 | 1 | 1 | 1 | 1 | 1 | 0 | 1 | 1 | 1 | 1 | 1 | 42 | 80.7692 | 52
Percutaneous Coronary Intervention Mortality, Cost, Complications, and Disparities after Radiation Therapy: Artificial Intelligence-Augmented, Cost Effectiveness, and Computational Ethical Analysis | Monlezun, DJ | 1 | 1 | 1 | 1 | 1 | 1 | 1 | 1 | 1 | 1 | 1 | 1 | 1 | 0 | 0 | 1 | 1 | 0 | 1 | 0 | 1 | 1 | 1 | 1 | 1 | 0 | 1 | 0 | 1 | 1 | 1 | 1 | 0 | 0 | 0 | 0 | 0 | 0 | 0 | 1 | 1 | 0 | 1 | 0 | 1 | 1 | 0 | 1 | 0 | 0 | 0 | 1 | 33 | 63.4615 | 52
Predicting heart dose in left-sided breast cancer patients using volumetric modulated arc therapy: an anatomical feature-driven machine learning model | Patil, D and Zope, MK and Raj, R and Devi, S | 1 | 1 | 1 | 1 | 0 | 1 | 1 | 1 | 1 | 1 | 1 | 1 | 1 | 0 | 0 | 1 | 1 | 0 | 0 | 0 | 1 | 1 | 1 | 0 | 1 | 0 | 0 | 0 | 0 | 1 | 1 | 1 | 0 | 0 | 0 | 0 | 0 | 0 | 0 | 1 | 1 | 1 | 1 | 0 | 1 | 0 | 0 | 1 | 1 | 1 | 1 | 1 | 31 | 59.6154 | 52
Prediction of new-onset atrial fibrillation in patients with non-small cell lung cancer treated with curative-intent conventional radiotherapy. | Tohidinezhad F and Nürnberg L and Vaassen F and Ma Ter Bekke R and Jwl Aerts H and El Hendriks L and Dekker A and De Ruysscher D and Traverso A | 1 | 1 | 1 | 1 | 0 | 1 | 1 | 1 | 1 | 1 | 1 | 1 | 1 | 1 | 0 | 1 | 1 | 1 | 0 | 0 | 1 | 1 | 1 | 0 | 1 | 0 | 1 | 1 | 0 | 1 | 0 | 1 | 1 | 1 | 0 | 0 | 0 | 0 | 0 | 1 | 1 | 0 | 1 | 1 | 1 | 0 | 0 | 1 | 1 | 1 | 1 | 1 | 36 | 69.2308 | 52
Prediction of Radiation Therapy Induced Cardiovascular Toxicity from Pretreatment CT Images in Patients with Thoracic Malignancy via an Optimal Biomarker Approach | Long, MJ and Alnoury, M and Udupa, JK and Tong, YB and Wu, CY and Poole, N and Mannikeri, S and Ky, B and Feigenberg, SJ and Zou, JW and O'Reilly, S and Torigian, DA | 1 | 1 | 1 | 1 | 0 | 1 | 1 | 1 | 1 | 1 | 1 | 1 | 1 | 1 | 0 | 1 | 1 | 0 | 1 | 0 | 1 | 1 | 1 | 0 | 1 | 0 | 0 | 0 | 0 | 1 | 1 | 1 | 0 | 0 | 0 | 0 | 0 | 0 | 0 | 1 | 1 | 0 | 1 | 1 | 1 | 0 | 0 | 1 | 1 | 0 | 0 | 1 | 31 | 59.6154 | 52
Predictive Value of Changes in Basal Myocardial 18F-Fluorodeoxyglucose Uptake for Cardiotoxicity in Patients With Locally Advanced Esophageal Cancer Receiving Definitive Radiation | Cai, GX and Wang, KY and Zhao, JR and Huang, BY and Wang, WQ and Wang, XH and Li, CB and Li, JS and Cheng, B and Yu, JM and Meng, X | 1 | 1 | 1 | 1 | 0 | 1 | 1 | 1 | 1 | 1 | 1 | 1 | 1 | 1 | 0 | 1 | 1 | 1 | 0 | 0 | 1 | 1 | 1 | 1 | 1 | 0 | 0 | 0 | 0 | 1 | 1 | 1 | 1 | 1 | 0 | 0 | 0 | 0 | 0 | 1 | 1 | 1 | 1 | 0 | 1 | 1 | 0 | 1 | 1 | 0 | 0 | 1 | 35 | 67.3077 | 52
Radiomics Analysis on Computed Tomography Images for Prediction of Chemoradiation-induced Heart Failure in Breast Cancer by Machine Learning Models | Ansari, F and Neshasteh-Riz, A and Paydar, R and Mohagheghi, F and Felegari, S and Beigi, M and Cheraghi, S | 1 | 0 | 1 | 1 | 0 | 1 | 1 | 1 | 1 | 1 | 1 | 1 | 1 | 1 | 0 | 1 | 1 | 1 | 1 | 0 | 1 | 1 | 1 | 0 | 1 | 0 | 1 | 0 | 0 | 1 | 1 | 0 | 0 | 0 | 0 | 0 | 0 | 0 | 0 | 1 | 1 | 0 | 1 | 1 | 1 | 0 | 0 | 1 | 1 | 0 | 0 | 1 | 31 | 59.6154 | 52
The Association of Incidental Radiation Dose to the Heart Base with Overall Survival and Cardiac Events after Curative-intent Radiotherapy for Non-small Cell Lung Cancer: Results from the NI-HEART Study. | Walls GM and O'Connor J and Harbinson M and Duane F and McCann C and McKavanagh P and Johnston DI and Giacometti V and McAleese J and Hounsell AR and Cole AJ and Butterworth KT and McGarry CK and Hanna GG and Jain S | 0 | 0 | 1 | 1 | 0 | 0 | 1 | 1 | 1 | 1 | 1 | 1 | 0 | 1 | 0 | 1 | 1 | 1 | 0 | 1 | 0 | 0 | 0 | 0 | 0 | 0 | 0 | 0 | 0 | 0 | 0 | 1 | 0 | 0 | 0 | 0 | 0 | 0 | 0 | 1 | 1 | 0 | 0 | 0 | 0 | 0 | 0 | 1 | 1 | 0 | 0 | 1 | 19 | 36.5385 | 52
The benefits evaluation of abdominal deep inspiration breath hold based on knowledge-based radiotherapy treatment planning for left-sided breast cancer | Xu, JQ and Wang, JZ and Zhao, F and Hu, WG and Yao, GR and Lu, ZJ and Yan, SX | 0 | 1 | 1 | 1 | 0 | 1 | 1 | 0 | 1 | 1 | 1 | 1 | 1 | 1 | 1 | 1 | 1 | 1 | 0 | 0 | 1 | 1 | 1 | 0 | 1 | 0 | 1 | 0 | 0 | 1 | 1 | 0 | 0 | 0 | 0 | 0 | 0 | 0 | 0 | 1 | 1 | 1 | 1 | 1 | 1 | 0 | 0 | 1 | 1 | 1 | 1 | 1 | 33 | 63.4615 | 52
Total number |  | 29 | 29 | 31 | 31 | 22 | 30 | 31 | 30 | 31 | 31 | 31 | 31 | 30 | 10 | 5 | 22 | 22 | 17 | 7 | 24 | 30 | 29 | 30 | 24 | 30 | 20 | 25 | 23 | 22 | 30 | 17 | 9 | 25 | 25 | 21 | 21 | 23 | 22 | 21 | 30 | 31 | 25 | 30 | 27 | 30 | 7 | 21 | 31 | 30 | 25 | 16 | 22
Percent % |  | 94 | 94 | 100 | 100 | 71 | 97 | 100 | 97 | 100 | 100 | 100 | 100 | 97 | 32 | 16 | 71 | 71 | 54.8387 | 22.5806 | 77.4194 | 96.7742 | 93.5484 | 96.7742 | 77.4194 | 96.7742 | 64.5161 | 80.6452 | 74.1935 | 70.9677 | 96.7742 | 54.8387 | 29.0323 | 80.6452 | 80.6452 | 67.7419 | 67.7419 | 74.1935 | 70.9677 | 67.7419 | 96.7742 | 100 | 80.6452 | 96.7742 | 87.0968 | 96.7742 | 22.5806 | 67.7419 | 100 | 96.7742 | 80.6452 | 51.6129 | 70.9677 | 78.5608 | 78.536
Total articles |  | 31 | 31 | 31 | 31 | 31 | 31 | 31 | 31 | 31 | 31 | 31 | 31 | 31 | 31 | 31 | 31 | 31 | 31 | 31 | 31 | 31 | 31 | 31 | 31 | 31 | 31 | 31 | 31 | 31 | 31 | 31 | 31 | 31 | 31 | 31 | 31 | 31 | 31 | 31 | 31 | 31 | 31 | 31 | 31 | 31 | 31 | 31 | 31 | 31 | 31 | 31 | 31
Overall Average
[55 empty] | 78.5484 | %

## PROBAST
Article | Authors | Domain 1: Participants | Domain 2: Predictors | Domain 3: Outcome | Domain 4: Analysis | Overall Assessment | Comment
A causal network model to estimate the cardiotoxic effect of oncological treatments in young breast cancer survivors | Bernasconi, A and Zanga, A and Lucas, PJF and Scutari, M and Trama, A and Stella, F | Low | Low | Low | High | High | The overall risk of bias was judged High because the Analysis domain was rated high risk due to a low number of outcome events, absence of internal validation or shrinkage, and lack of calibration assessment.
Acute coronary event (ACE) prediction following breast radiotherapy by features extracted from 3D CT, dose, and cardiac structures | Choi, BS and Yoo, SK and Moon, J and Chung, SY and Oh, J and Baek, S and Kim, Y and Chang, JS and Kim, H and Kim, JS | High | Unclear | Unclear | High | High | The overall risk of bias is High because at least one domain is High risk—here, Participants (outcome-dependent sampling via matched case–control style selection) and Analysis (high overfitting risk due to small event count and extensive feature selection without clear calibration reporting).
Artificial Intelligence-Assisted Prediction of Late-Onset Cardiomyopathy Among Childhood Cancer Survivors. | Güntürkün F and Akbilgic O and Davis RL and Armstrong GT and Howell RM and Jefferies JL and Ness KK and Karabayir I and Lucas JT Jr and Srivastava DK and Hudson MM and Robison LL and Soliman EZ and Mulrooney DA | Low | Low | Low | High | High | The overall risk of bias was judged High because the Analysis domain was rated high risk, driven by a relatively low number of outcome events in relation to extensive feature selection, absence of calibration assessment, and lack of external validation.
Artificial Intelligence-Based Patient Selection for Deep Inspiration Breath-Hold Breast Radiotherapy from Respiratory Signals | Vendrame, A and Cappelletto, C and Chiovati, P and Vinante, L and Parvej, M and Caroli, A and Pirrone, G and Barresi, L and Drigo, A and Avanzo, M | Unclear | Unclear | High | High | High | The overall risk of bias is High because at least one domain is High risk—here, both Outcome (the target label is defined by a cohort median split of ΔDL, i.e., a sample-dependent outcome definition) and Analysis (high overfitting risk due to n=36, a single random split internal validation, and no calibration reporting).
Baseline atrial volume indices and major adverse cardiac events following thoracic radiotherapy | Qiao, EM and He, JH and Silos, KD and Gasho, JO and Belen, P and Bitterman, DS and Mckenzie, E and Steers, J and Guthier, C and Nohria, A and Lu, MT and Aerts, HJWL and Nikolova, AP and Mak, RH and Atkins, KM | Low | Low | Low | High | High | The overall risk of bias was judged High because the Analysis domain was rated high risk, driven by a low number of outcome events relative to the high-dimensional feature space used for model development, absence of reported calibration assessment, and limited validation of the full prediction model.
Combining dosiomics and machine learning methods for predicting severe cardiac diseases in childhood cancer survivors: the French Childhood Cancer Survivor Study | Bentriou, M and Letort, V and Chounta, S and Fresneau, B and Do, D and Haddy, N and Diallo, I and Journy, N and Zidane, M and Charrier, T and Aba, N and Ducos, C and Zossou, VS and de Vathaire, F and Allodji, RS and Lemler, S | Low | Low | Low | High | High | The overall risk of bias was judged High because the Analysis domain was rated high risk, driven by a low proportion of outcome events relative to the high-dimensional predictor space, lack of reported calibration assessment, and absence of external validation.
Development and application of an elastic net logistic regression model to investigate the impact of cardiac substructure dose on radiation-induced pericardial effusion in patients with NSCLC | Niedzielski, JS and Wei, X and Xu, T and Gomez, DR and Liao, ZX and Bankson, JA and Lai, SPY and Court, LE and Yang, JZ | Low | Unclear | Low | High | High | The overall risk of bias is High because the Analysis domain was rated High risk, primarily due to overfitting concerns from a high-dimensional DVH predictor space in a modest sample (n=141), and because the “final fitted model” is presented without external validation.
Development and Validation of a Prediction Model for Cardiac Events in Patients With Hepatocellular Carcinoma Undergoing Stereotactic Body Radiation Therapy | Lee, HI and Son, J and Cho, B and Goh, Y and Jung, J and Park, JH and Chie, EK and Kim, KS and Kim, YH and Kang, HC and Yoon, SM | Low | Low | Low | Low | Low | The overall risk of bias was judged Low because all four PROBAST domains (Participants, Predictors, Outcome, and Analysis) were rated Low risk. The study benefits from a large development cohort, independent external validation, clinically well-defined outcomes, appropriate predictor handling, and comprehensive evaluation of both discrimination and calibration.
Development of deep learning chest X-ray model for cardiac dose prediction in left-sided breast cancer radiotherapy | Koide, Y and Aoyama, T and Shimizu, H and Kitagawa, T and Miyauchi, R and Tachibana, H and Kodaira, T | Unclear | Low | Low | High | High | The overall risk of bias was judged High because the Analysis domain was rated high risk, driven by the combination of a small dataset for a deep learning model, reliance on internal split-sample validation without external validation, and limited reporting aligned to PROBAST expectations for model performance evaluation (particularly calibration for the classifier use-case).
Development of learning-based predictive models for radiation-induced atrial fibrillation in non-small cell lung cancer patients by integrating patient-specific clinical, dosimetry, and diagnostic information | Yoo, SK and Kim, KH and Noh, JM and Oh, J and Yang, G and Kim, J and Kim, N and Kim, H and Yoon, HI | Low | Low | Low | High | High | The overall risk of bias was judged High because the Analysis domain was rated High risk, driven primarily by the very small number of AF events relative to the high-dimensional feature space, reliance on synthetic oversampling (SMOTE), and limited calibration assessment despite external validation.
Dosimetric Planning Tradeoffs to Reduce Heart Dose Using Machine Learning-Guided Decision Support Software in Patients with Lung Cancer | Bitterman, DS and Selesnick, P and Bredfeldt, J and Williams, CL and Guthier, C and Huynh, E and Kozono, DE and Lewis, JH and Cormack, RA and Carpenter, CM and Mak, RH and Atkins, KM | Low | Low | Unclear | High | High | The overall risk of bias was judged High because the Analysis domain was rated High risk. Although the Participants and Predictors domains were low risk, the study does not present a formally validated clinical prediction model with external validation or standard performance assessment. Instead, it applies a machine-learning decision support system to estimate dosimetric trade-offs within the same cohort.
Dosiomics-Based Prediction of Radiation-Induced Valvulopathy after Childhood Cancer | Chounta, S and Allodji, R and Vakalopoulou, M and Bentriou, M and Do, DT and De Vathaire, F and Diallo, I and Fresneau, B and Charrier, T and Zossou, V and Christodoulidis, S and Lemler, S and Le Chevalier, VL | Low | Low | Low | High | High | The overall risk of bias was judged High because the Analysis domain was rated High risk, driven by an extremely low number of outcome events relative to a high-dimensional dosiomics feature space, lack of reported calibration assessment, and absence of external validation.
Effect of Radiation Doses to the Heart on Survival for Stereotactic Ablative Radiotherapy for Early-stage Non-Small-cell Lung Cancer: An Artificial Neural Network Approach | Chan, ST and Ruan, D and Shaverdian, N and Raghavan, G and Cao, M and Lee, P | Low | Low | Low | High | High | In this study, the Analysis domain raises significant concerns due to model complexity, limited sample size, lack of external validation, and incomplete performance assessment. These issues outweigh the otherwise low risk in Participants, Predictors, and Outcome domains.
Enhanced cardiac substructure sparing through knowledge-based treatment planning for non-small cell lung cancer radiotherapy | Momin, S and Wolf, J and Roper, J and Lei, Y and Liu, T and Bradley, JD and Higgins, K and Yang, XF and Zhang, JH | Unclear | Low | Unclear | High | High | The overall risk of bias was judged High because the Analysis domain was rated High risk, driven by a small training/validation sample size, single-institution evaluation without external validation, and performance assessment that does not align with standard prediction-model validation metrics for a locked prediction target.
Estimating the risk of major adverse cardiac events following radiotherapy for left breast cancer using a modified generalized Lyman normal-tissue complication probability model. | Lai TY and Hu YW and Wang TH and Chen JP and Shiau CY and Huang PI and Lai IC and Liu YM and Huang CC and Tseng LM and Huang N and Liu CJ | Low | Low | Low | High | High | The overall risk of bias was judged High because the Analysis domain was rated High risk, driven by a limited number of outcome events relative to model complexity, absence of internal resampling or external validation, and lack of reported calibration assessment.
Estimation of heart dose in left breast cancer radiotherapy: Assessment of vDIBH feasibility using the supervised machine learning algorithm | Rajurkar, SA and Verma, T and Gupta, R | Unclear | Low | Low | High | High | The overall risk of bias was judged High because the Analysis domain was rated High risk, driven by a small sample size, limited internal validation without proper resampling, absence of external validation, and lack of formal calibration assessment.
Evaluating coronary arteries and predicting MACEs using CCTA in lung cancer patients receiving chemotherapy or chemoradiotherapy | Xie, YH and Shen, HS and Xu, Q and Tu, CR and Yang, R and Liu, T and Tang, H and Miao, ZM and Zhang, JQ | Low | Low | Low | High | High | The overall risk of bias was judged High because the Analysis domain was rated High risk. Although the study includes a large, well-defined cohort with clearly measured predictors and rigorously adjudicated outcomes, it evaluates prognostic associations rather than developing or validating a formal prediction model. The absence of internal or external validation, lack of calibration assessment, and exploratory multivariable modeling approach mandate a High overall risk-of-bias classification
Explainable Artificial Intelligence to Identify Dosimetric Predictors of Toxicity in Patients with Locally Advanced Non-Small Cell Lung Cancer: A Secondary Analysis of RTOG 0617 | Ladbury, C and Li, RC and Danesharasteh, A and Ertem, Z and Tam, A and Liu, JS and Hao, CR and Li, RS and McGee, H and Sampath, S and Williams, T and Glaser, S and Khasawneh, M and Liao, ZX and Lee, P and Ryckman, J and Shaikh, P and Amini, A | Low | Low | Low | High | High | The overall risk of bias was judged High because the Analysis domain was rated High risk, driven by complex machine-learning modeling relative to event frequency, reliance on synthetic oversampling techniques, absence of external validation, and lack of calibration assessment.
Factors impacting cardiac dose and overall survival in post-operative non-small cell lung cancer patients | Cruz-Chamorro, R and Bryant, JM and Henning, J and Robinson, LA and Lee, DH and Fontaine, J and Toloza, E and Rosenberg, SA and Kim, J and El Naqa, I and Dilling, TJ | Low | Low | Low | High | High | The combination of a moderate sample size, high-dimensional predictor space, and lack of external validation substantially limits confidence in the model’s reliability and generalizability. The authors themselves acknowledge potential overfitting and complex, unstable relationships between cardiac dose metrics and survival.
Interpretable Machine Learning for Choosing Radiation Dose-volume Constraints on Cardio-pulmonary Substructures Associated with Overall Survival in NRG Oncology RTOG 0617. | Lee SH and Geng H and Arnold J and Caruana R and Fan Y and Rosen MA and Apte AP and Deasy JO and Bradley JD and Xiao Y | Low | Low | Low | High | High | The overall risk of bias is High because the Analysis domain is High risk, driven by (1) high-dimensional candidate predictors with data-driven feature selection, (2) analytic handling of censoring via survival-time imputation for some models, (3) lack of external validation, and (4) lack of reported calibration.
Machine learning based radiomics model to predict radiotherapy induced cardiotoxicity in breast cancer. | Talebi A and Bitarafan-Rajabi A and Alizadeh-Asl A and Seilani P and Khajetash B and Hajianfar G and Tavakoli M | Unclear | Low | Low | High | High | The overall risk of bias was judged High because the Analysis domain was rated High risk, driven by a high-dimensional radiomics feature space relative to sample size, reliance on internal validation only, lack of calibration assessment, and absence of external validation.
Machine learning modeling of cancer treatment-related cardiac events in breast cancer: utilizing dosiomics and radiomics | Dincer, S and Akmansu, M and Akyol, O | Unclear | Low | High | High | High | The overall risk of bias is High because multiple domains are rated High, particularly Outcome (use of a short-term biomarker threshold as a proxy for “cardiac events,” without clinical event adjudication) and Analysis (very small sample with high-dimensional radiomics/dosiomics, automated model/feature selection, internal-only validation, and no calibration reporting).
Machine Learning-Based Risk Assessment for Cancer Therapy-Related Cardiac Dysfunction in 4300 Longitudinal Oncology Patients. | Zhou Y and Hou Y and Hussain M and Brown SA and Budd T and Tang WHW and Abraham J and Xu B and Shah C and Moudgil R and Popovic Z and Cho L and Kanj M and Watson C and Griffin B and Chung MK and Kapadia S and Svensson L and Collier P and Cheng F | Low | Low | Low | High | High | The overall risk of bias was judged High because the Analysis domain was rated High risk, driven by reliance on internal validation only, complex machine-learning modeling without external validation, and limited reporting of calibration performance.
Percutaneous Coronary Intervention Mortality, Cost, Complications, and Disparities after Radiation Therapy: Artificial Intelligence-Augmented, Cost Effectiveness, and Computational Ethical Analysis | Monlezun, DJ | Low | Low | Low | High | High | The overall risk of bias was judged High because the Analysis domain was rated High risk. Although the study includes a very large, representative population with clearly defined predictors and objective outcomes, it does not present a validated clinical prediction model and relies on complex, iterative modeling without internal or external validation.
Predicting heart dose in left-sided breast cancer patients using volumetric modulated arc therapy: an anatomical feature-driven machine learning model | Patil, D and Zope, MK and Raj, R and Devi, S | Unclear | Low | Low | High | High | The overall risk of bias was judged High because the Analysis domain was rated High risk, driven by the small sample size, reliance on a single internal train–test split, absence of external validation, and lack of reported calibration.
Prediction of new-onset atrial fibrillation in patients with non-small cell lung cancer treated with curative-intent conventional radiotherapy. | Tohidinezhad F and Nürnberg L and Vaassen F and Ma Ter Bekke R and Jwl Aerts H and El Hendriks L and Dekker A and De Ruysscher D and Traverso A | Low | Low | Low | High | High | The overall risk of bias was judged High because the Analysis domain was rated High risk, driven by the use of stepwise variable selection, a limited number of outcome events relative to candidate predictors, reliance on internal validation only, and absence of external validation.
Prediction of Radiation Therapy Induced Cardiovascular Toxicity from Pretreatment CT Images in Patients with Thoracic Malignancy via an Optimal Biomarker Approach | Long, MJ and Alnoury, M and Udupa, JK and Tong, YB and Wu, CY and Poole, N and Mannikeri, S and Ky, B and Feigenberg, SJ and Zou, JW and O'Reilly, S and Torigian, DA | Low | Low | Low | High | High | The overall risk of bias is High because the Analysis domain was judged to be at High risk, driven by high-dimensional feature selection with a limited number of outcome events, reliance on internal validation only, and lack of comprehensive calibration assessment.
Predictive Value of Changes in Basal Myocardial 18F-Fluorodeoxyglucose Uptake for Cardiotoxicity in Patients With Locally Advanced Esophageal Cancer Receiving Definitive Radiation | Cai, GX and Wang, KY and Zhao, JR and Huang, BY and Wang, WQ and Wang, XH and Li, CB and Li, JS and Cheng, B and Yu, JM and Meng, X | Low | Low | Low | High | High | The overall risk of bias is High because the Analysis domain is High risk, primarily due to the limited number of outcome events relative to the multivariable modeling and data-driven variable selection strategy.
Radiomics Analysis on Computed Tomography Images for Prediction of Chemoradiation-induced Heart Failure in Breast Cancer by Machine Learning Models | Ansari, F and Neshasteh-Riz, A and Paydar, R and Mohagheghi, F and Felegari, S and Beigi, M and Cheraghi, S | Unclear | Low | Low | High | High | The overall risk of bias is High because the Analysis domain is High risk, driven by the combination of (1) a very small dataset, (2) high-dimensional radiomics with data-driven feature selection, (3) internal-only validation, and (4) lack of formal calibration reporting.
The Association of Incidental Radiation Dose to the Heart Base with Overall Survival and Cardiac Events after Curative-intent Radiotherapy for Non-small Cell Lung Cancer: Results from the NI-HEART Study. | Walls GM and O'Connor J and Harbinson M and Duane F and McCann C and McKavanagh P and Johnston DI and Giacometti V and McAleese J and Hounsell AR and Cole AJ and Butterworth KT and McGarry CK and Hanna GG and Jain S | Low | Low | Low | High | High | The analysis domain is high risk due to: Absence of internal or external validation, Limited events-per-variable, Incomplete reporting of model performance
The benefits evaluation of abdominal deep inspiration breath hold based on knowledge-based radiotherapy treatment planning for left-sided breast cancer | Xu, JQ and Wang, JZ and Zhao, F and Hu, WG and Yao, GR and Lu, ZJ and Yan, SX | Low | Low | Low | High | High | The overall risk of bias is High because the Analysis domain is High risk. While participants, predictors, and dosimetric outcomes are clearly defined and consistently measured, the work is not a clinical prediction model and uses limited single-setting validation (10-patient evaluation set) without external validation or calibration-style assessment.

## PROBAST-Analysis
| Domain 1: Participant |  |  | Domain 2: Predictors |  |  | Domain 3: Outcome |  |  | Domain 4: Analaysis |  |  | Overall Assessment
| number | percent |  | number | percent |  | number | percent |  | number | percent |  | number | percent
Low | 22 | 71 | Low | 28 | 90 | Low | 26 | 84 | Low | 1 | 3 | Low | 1 | 3
Unclear | 8 | 26 | Unclear | 3 | 10 | Unclear | 3 | 10 | Unclear | 0 | 0 | Unclear | 0 | 0
High | 1 | 3 | High | 0 | 0 | High | 2 | 6 | High | 30 | 97 | High | 30 | 97
Total | 31 | 100 | Total | 31 | 100 | Total | 31 | 100 | Total | 31 | 100 | Total | 31 | 100

## Imaging-CLAIM
Article | Authors | Title/Abstract |  | Introduction |  | Methods - study design |  | Methods - Data | [6 empty] | Methods - Reference standard |  |  |  |  | Methods - Data partitions |  | Methods - Testing Data | Methods - Model |  |  | Methods - Training |  |  | Methods- Evaluation | [6 empty] | Results - Data |  | Results - Model performance |  |  | Discussion |  | Other info |  |  | Total | Percent |  |  | Note/ Debatables
|  | 1 | 2 | 3 | 4 | 5 | 6 | 7 | 8 | 9 | 10 | 11 | 12 | 13 | 14 | 15 | 16 | 17 | 18 | 19 | 20 | 21 | 22 | 23 | 24 | 25 | 26 | 27 | 28 | 29 | 30 | 31 | 32 | 33 | 34 | 35 | 36 | 37 | 38 | 39 | 40 | 41 | 42 | 43 | 44 |  |  |  | 26
|  | Al method: title explicitly names AL/ML method | Abstract summary: objectives, data, method, eval, and results | Clinical/scientific background & intended used | Study aims - explicitly stated | Prospective vs retrospective - explicitly labeled | Study goal - clearly stated: developement, validation, or both | Data sources - origin of datasets, eg. institution, study, registry.. | Inclusion/exclusion criteria - explicitly defined | Data pre-processing - eg. resampling, normalization, ect. | Selection of data subsets - how training/validation/testing data were selected | De-identification | Handling of missing data - how missing data were adressed or stated as not present | Image acquisition protocol - imaging parameters and acquisition details | Reference standard definition - ground truth clearly stated eg. expert manual annotation | Rationale for reference standard - why this reference standard is appropriare | Source of annotations - who annotated | Annatation of test set - test data annotations clearly described | Inter-/intrarater variability - Variability assessed or explicitly reported | Assignment to partitions - method for assigning cases to train/val/test | Disjointment level - clarifies seperation is at patient, study, or image level? | Intended sample size - prior sample size/justification provided | Detailed model description - artchitecture, inputs/outputs and key components, unless previously validated elsewhere | Software libraries/frameworks - eg. PyTorch, TensorFlow | Model initiation - weight initialization or starting conditions described | Training approach details - loss functions, optimizer, epochs/iterations described | Final model selection - criteria for choosing final model | Ensembling techinques | Performance metrics | Statistical uncertainty - variablity reported (SD, IQR, CI, etc) | Robustness/sensitivity analysis (model's performance was tested under perturbation, variations or stress conditions) | Explainability/ interpretability - any explanability method applied/discussed | Internal validation | External validation | Clinical trial registration | numbers included/ excluded | demographics/ clinical characteristics - patient characteristics explicitly reported | Performance metrics - results for all stated metrics | Performance precision/ variability reported | Failure analysis - or examples of errors/failures | Study limitations explicitly disussed | Implications for practice | Protocol or techinical reference - eg. prior method, techinical appendix,.. | Availability of code/model/data - statement on availability (public or upon request) | Funding sources/ role |  |  | Total of items
A deep Boltzmann machine-driven level set method for heart motion tracking using cine MRI images. | Wu J and Mazur TR and Ruan S and Lian C and Daniel N and Lashmett H and Ochoa L and Zoberi I and Anastasio MA and Gach HM and Mutic S and Thomas M and Li H | 1 | 1 | 1 | 1 | 0 | 1 | 1 | 0 | 1 | 1 | 0 | 0 | 1 | 1 | 0 | 1 | 1 | 0 | 1 | 1 | 0 | 1 | 0 | 1 | 1 | 0 | 0 | 1 | 1 | 0 | 0 | 1 | 1 | 0 | 1 | 0 | 1 | 1 | 0 | 1 | 1 | 0 | 0 | 1 | 27 | 61.3636 | 44
AI-Based Quantification of Planned Radiation Therapy Dose to Cardiac Structures and Coronary Arteries in Patients With Breast Cancer | van Velzen, SGM and Bruns, S and Wolterink, JM and Leiner, T and Viergever, MA and Verkooijen, HM and Isgum, I | 1 | 1 | 1 | 1 | 1 | 1 | 1 | 0 | 1 | 1 | 1 | 0 | 1 | 1 | 1 | 1 | 1 | 0 | 1 | 1 | 0 | 1 | 0 | 1 | 1 | 0 | 1 | 1 | 1 | 0 | 0 | 1 | 1 | 0 | 1 | 0 | 1 | 1 | 0 | 1 | 1 | 1 | 1 | 1 | 33 | 75 | 44 |  | 5. retrospective implied but not explicitly labeled; 11. anonymity stated; 23. CNN used but no software framework/library specified; 26. final model selection: ensemble averaging described but no criterion; 30. 2D vs 3D eval detailed but not equal to formal robustness testing?; 36. breast cancer cohort stated but no specific characteristics
AI-Based Radiation Dose Quantification for Estimation of Heart Disease Risk in Breast Cancer Survivors After Radiation Therapy | van Velzen, SGM and Gal, R and Teske, AJ and van der Leij, F and van den Bongard, DHJG and Viergever, MA and Verkooijen, HM and Isgum, I | 1 | 1 | 1 | 1 | 1 | 1 | 1 | 1 | 1 | 1 | 1 | 1 | 1 | 1 | 1 | 1 | 1 | 0 | 1 | 1 | 0 | 1 | 0 | 0 | 0 | 0 | 1 | 1 | 1 | 1 | 0 | 1 | 0 | 0 | 1 | 1 | 1 | 1 | 0 | 1 | 1 | 1 | 1 | 1 | 34 | 77.2727 | 44 |  | 12. missing registry data discussed as limitation; 15. justified by prior vidation papers; 23. software framework not explicitly named; 30. competing-risk analysis performed
Association between statin therapy dose intensity and radiation cardiotoxicity in non-small cell lung cancer: Results from the NI-HEART study. | Walls GM and O'Connor J and Harbinson M and McCarron EP and Duane F and McCann C and McKavanagh P and Johnston DI and Erekkath J and Giacometti V and Gavin AT and McAleese J and Hounsell AR and Cole AJ and Butterworth KT and McGarry CK and Hanna GG and Jain S | 1 | 1 | 1 | 1 | 1 | 1 | 1 | 1 | 0 | 1 | 0 | 1 | 1 | 1 | 1 | 1 | 1 | 0 | 0 | 0 | 0 | 0 | 0 | 0 | 0 | 0 | 0 | 1 | 1 | 1 | 0 | 1 | 0 | 0 | 1 | 1 | 1 | 1 | 0 | 1 | 1 | 1 | 0 | 1 | 22 | 50 | 44 |  | Some traditional CLAIM items do not apply to observational clinical studies (e.g., ML model sections). No prospective sample size justification provided. Data de-identification was not explicitly stated. No external validation. No trial registration.
Association of cardiac calcium burden with overall survival after radiotherapy for non-small cell lung cancer | Haseltine, JM and Apte, A and Jackson, A and Yorke, E and Yu, AF and Plodkowski, A and Wu, A and Peleg, A and Al-Sadawi, M and Iocolano, M and Gelblum, D and Shaverdian, N and Simone , CB II and Rimner, A and Gomez, DR and Shepherd, AF and Thor, M | 1 | 1 | 1 | 1 | 1 | 1 | 1 | 1 | 1 | 1 | 0 | 1 | 1 | 1 | 1 | 1 | 1 | 0 | 0 | 0 | 0 | 0 | 0 | 1 | 0 | 0 | 0 | 1 | 1 | 0 | 0 | 1 | 0 | 0 | 1 | 1 | 1 | 1 | 0 | 1 | 1 | 1 | 0 | 1 | 28 | 63.6364 | 44 |  | 11. De-identification: Not explicitly mentioned, though clinical retrospective cohort implies standard practice.18. Variability: Only one observer supervised segmentation; no interrater metrics.30. Robustness: No formal perturbation/sensitivity analysis beyond cohorts. 23. Software: The deep learning segmentation algorithm references open-source method but libraries not named.33. External validation: No dataset outside the institution.
Automated contouring for breast cancer radiotherapy in the isocentric lateral decubitus position: a neural network-based solution for enhanced precision and efficiency | Loap, P and Monteil, R and Kirova, Y and Vu-Bezin, J | 1 | 1 | 1 | 1 | 1 | 1 | 1 | 1 | 1 | 1 | 0 | 0 | 1 | 1 | 1 | 1 | 1 | 1 | 1 | 1 | 0 | 1 | 1 | 1 | 1 | 0 | 0 | 1 | 1 | 0 | 0 | 1 | 0 | 0 | 1 | 0 | 1 | 1 | 0 | 1 | 1 | 1 | 1 | 0 | 32 | 72.7273 | 44 |  | 15. clinical routine contours implicitly justified
Automated coronary artery calcium scoring in patients with breast cancer to assess the risk of heart disease following adjuvant radiation therapy. | Kim K and Chung SY and Oh C and Cho I and Kim KH and Byun HK and Yoon HI and Oh J and Chang JS | 1 | 1 | 1 | 1 | 1 | 1 | 1 | 1 | 1 | 1 | 1 | 0 | 1 | 1 | 1 | 1 | 1 | 1 | 0 | 0 | 0 | 1 | 1 | 0 | 1 | 0 | 0 | 1 | 1 | 1 | 0 | 1 | 1 | 0 | 1 | 1 | 1 | 1 | 0 | 1 | 1 | 1 | 1 | 1 | 34 | 77.2727 | 44 |  | 15. rationale for reference standard; 17. annotation of test set via prior validation; 18. inter-/intrarater variability from validation study; 30. robustness via subgroup/dose-response; 33. external validation via cited datasets
Automatic Cardiac Structure Contouring for Small Datasets with Cascaded Deep Learning Models. | van den Oever LB and Spoor DS and Crijns APG and Vliegenthart R and Oudkerk M and Veldhuis RNJ and de Bock GH and van Ooijen PMA | 1 | 1 | 1 | 1 | 1 | 1 | 1 | 0 | 1 | 1 | 0 | 0 | 1 | 1 | 1 | 1 | 1 | 0 | 1 | 1 | 0 | 1 | 1 | 1 | 1 | 1 | 1 | 1 | 0 | 0 | 0 | 1 | 0 | 0 | 1 | 0 | 1 | 1 | 1 | 1 | 1 | 0 | 0 | 1 | 31 | 70.4545 | 44
Automatic delineation of cardiac substructures using a region-based fully convolutional network. | Harms J and Lei Y and Tian S and McCall NS and Higgins KA and Bradley JD and Curran WJ and Liu T and Yang X | 1 | 1 | 1 | 1 | 1 | 1 | 1 | 0 | 1 | 1 | 0 | 0 | 1 | 1 | 1 | 1 | 1 | 0 | 1 | 1 | 0 | 1 | 0 | 0 | 1 | 0 | 1 | 1 | 1 | 1 | 0 | 1 | 0 | 0 | 1 | 0 | 1 | 1 | 1 | 1 | 1 | 0 | 1 | 0 | 30 | 68.1818 | 44
Automatic quantification of calcifications in the coronary arteries and thoracic aorta on radiotherapy planning CT scans of Western and Asian breast cancer patients | Gernaat, SAM and van Velzen, SGM and Koh, V and Emaus, MJ and Isgum, I and Lessmann, N and Moes, S and Jacobson, A and Tan, PW and Grobbee, DE and van den Bongard, DHJ and Tang, JI and Verkooijen, HM | 1 | 1 | 1 | 1 | 0 | 1 | 1 | 1 | 1 | 1 | 0 | 0 | 1 | 1 | 0 | 1 | 1 | 0 | 1 | 1 | 0 | 1 | 0 | 0 | 1 | 0 | 0 | 1 | 1 | 1 | 0 | 1 | 1 | 0 | 1 | 1 | 1 | 1 | 0 | 1 | 1 | 0 | 0 | 1 | 29 | 65.9091 | 44
Automatic segmentation of cardiac structures can change the way we evaluate dose limits for radiotherapy in the left breast | Borges, MG and Gruenwaldt, J and Barsanelli, DM and Ishikawa, KE and Stuart, SR | 1 | 1 | 1 | 1 | 1 | 1 | 1 | 1 | 1 | 0 | 0 | 0 | 0 | 0 | 0 | 0 | 0 | 0 | 0 | 0 | 0 | 0 | 1 | 0 | 0 | 0 | 0 | 0 | 1 | 1 | 0 | 1 | 0 | 0 | 1 | 0 | 0 | 0 | 0 | 1 | 1 | 1 | 1 | 1 | 19 | 43.1818 | 44
Bragatston study protocol: a multicentre cohort study on automated quantification of cardiovascular calcifications on radiotherapy planning CT scans for cardiovascular risk prediction in patients with breast cancer. | Emaus MJ and Išgum I and van Velzen SGM and van den Bongard HJGD and Gernaat SAM and Lessmann N and Sattler MGA and Teske AJ and Penninkhof J and Meijer H and Pignol JP and Verkooijen HM | 1 | 1 | 1 | 1 | 1 | 1 | 1 | 1 | 0 | 1 | 1 | 1 | 1 | 1 | 1 | 1 | 1 | 0 | 0 | 0 | 1 | 1 | 0 | 0 | 0 | 0 | 0 | 1 | 1 | 1 | 0 | 1 | 0 | 1 | 0 | 0 | 0 | 0 | 0 | 1 | 1 | 0 | 0 | 1 | 26 | 59.0909 | 44
Cardiac Substructure Dose and Survival in Stereotactic Radiotherapy for Lung Cancer: Results of the Multi-Centre SSBROC Trial | Chin, V and Chlap, P and Finnegan, R and Hau, E and Ong, A and Ma, X and Descallar, J and Otton, J and Holloway, L and Delaney, GP and Vinod, SK | 1 | 1 | 1 | 1 | 1 | 1 | 1 | 0 | 0 | 0 | 0 | 0 | 1 | 0 | 0 | 0 | 0 | 0 | 0 | 0 | 0 | 1 | 1 | 0 | 0 | 0 | 0 | 0 | 1 | 0 | 0 | 1 | 0 | 1 | 1 | 0 | 0 | 0 | 0 | 1 | 1 | 1 | 1 | 1 | 19 | 43.1818 | 44
Cardiac substructure segmentation with deep learning for improved cardiac sparing. | Morris ED and Ghanem AI and Dong M and Pantelic MV and Walker EM and Glide-Hurst CK | 1 | 1 | 1 | 1 | 1 | 1 | 1 | 1 | 1 | 1 | 0 | 0 | 1 | 1 | 1 | 1 | 1 | 0 | 1 | 1 | 1 | 1 | 0 | 0 | 1 | 1 | 0 | 1 | 1 | 1 | 0 | 1 | 0 | 0 | 1 | 0 | 1 | 1 | 1 | 1 | 1 | 0 | 0 | 0 | 31 | 70.4545 | 44 |  | 39. Questionable — specific error cases described, but detailed root-cause analysis is limited
Cardiopulmonary Substructure Doses are Not Correlated With Cardiorespiratory Fitness Among Breast Cancer Survivors Treated With Contemporary Radiation Therapy | Thor, M and Scott, JM and Reiner, AS and Hong, LD and Yu, AF and Apte, A and Mccormick, B and Perez-Andujar, A and Lee, CP and Cervino, L and Harrison, J and Liang, XL and Patel, P and Dauer, LT and Moskowitz, CS and Bernstein, JL | 1 | 1 | 1 | 1 | 1 | 1 | 1 | 1 | 1 | 1 | 0 | 0 | 1 | 1 | 0 | 0 | 0 | 0 | 0 | 0 | 1 | 1 | 1 | 0 | 0 | 0 | 0 | 1 | 1 | 0 | 0 | 1 | 0 | 0 | 1 | 1 | 1 | 0 | 0 | 1 | 1 | 1 | 1 | 1 | 26 | 59.0909 | 44 |  | 37. Mostly fulfilled (substructure mean doses and ranges reported, but no segmentation accuracy metrics or error rates provided).
Clinical Feasibility of Artificial Intelligence-Based Autosegmentation of the Left Anterior Descending Artery in Radiotherapy for Breast Cancer | Mohan, A and Talapatra, K and Sankhe, M and Kiron, G and Maniar, P and Kolekar, A and Kushe, S and Kharote, P and Singh, A and Patel, K and Gupta, A and Patel, D and Bardeskar, N and Patkar, D | 1 | 1 | 1 | 1 | 1 | 1 | 1 | 1 | 1 | 1 | 1 | 1 | 1 | 1 | 1 | 1 | 1 | 0 | 0 | 0 | 1 | 1 | 1 | 0 | 1 | 0 | 0 | 1 | 0 | 0 | 0 | 1 | 0 | 0 | 1 | 0 | 1 | 0 | 1 | 1 | 1 | 0 | 0 | 1 | 29 | 65.9091 | 44 |  | 39. Mostly fulfilled (results section discusses why algorithms fail but does not analyze specific misclassified slices quantitatively)
Deep Learning for Automatic Calcium Scoring in CT: Validation Using Multiple Cardiac CT and Chest CT Protocols. | van Velzen SGM and Lessmann N and Velthuis BK and Bank IEM and van den Bongard DHJG and Leiner T and de Jong PA and Veldhuis WB and Correa A and Terry JG and Carr JJ and Viergever MA and Verkooijen HM and Išgum I | 1 | 1 | 1 | 1 | 1 | 1 | 1 | 1 | 1 | 1 | 0 | 0 | 1 | 1 | 1 | 1 | 1 | 0 | 1 | 1 | 1 | 1 | 0 | 0 | 1 | 0 | 0 | 1 | 1 | 0 | 0 | 1 | 1 | 0 | 1 | 1 | 1 | 1 | 1 | 1 | 1 | 0 | 0 | 0 | 31 | 70.4545 | 44 |  | 30. Close call — robustness across multiple CT protocols and populations evaluated, but no formal sensitivity testing.
Deep learning model for automatic contouring of cardiovascular substructures on radiotherapy planning CT images: Dosimetric validation and reader study based clinical acceptability testing. | Garrett Fernandes M and Bussink J and Stam B and Wijsman R and Schinagl DAX and Monshouwer R and Teuwen J | 1 | 1 | 1 | 1 | 1 | 1 | 1 | 1 | 1 | 1 | 0 | 0 | 1 | 1 | 1 | 1 | 1 | 0 | 1 | 1 | 1 | 1 | 1 | 0 | 1 | 1 | 0 | 1 | 1 | 1 | 0 | 1 | 1 | 0 | 1 | 1 | 1 | 1 | 1 | 1 | 1 | 1 | 1 | 1 | 37 | 84.0909 | 44 |  | 15. Partially fulfilled (implied by expertise, but no explicit rationale statement)
Deep learning-based automatic segmentation of cardiac substructures for lung cancers. | Chen X and Mumme RP and Corrigan KL and Mukai-Sasaki Y and Koutroumpakis E and Palaskas NL and Nguyen CM and Zhao Y and Huang K and Yu C and Xu T and Daniel A and Balter PA and Zhang X and Niedzielski JS and Shete SS and Deswal A and Court LE and Liao Z and Yang J | 1 | 1 | 1 | 1 | 0 | 1 | 1 | 1 | 1 | 1 | 0 | 0 | 1 | 1 | 1 | 1 | 1 | 0 | 1 | 1 | 1 | 1 | 1 | 0 | 1 | 1 | 1 | 1 | 1 | 1 | 0 | 1 | 0 | 0 | 1 | 1 | 1 | 1 | 1 | 1 | 1 | 1 | 1 | 1 | 36 | 81.8182 | 44 |  | 30. Robustness discussed qualitatively (i.e., LMCA detection), but no formal sensitivity analysis.
Deep-learning system to improve the quality and efficiency of volumetric heart segmentation for breast cancer | Zeleznik, R and Weiss, J and Taron, J and Guthier, C and Bitterman, DS and Hancox, C and Kann, BH and Kim, DW and Punglia, RS and Bredfeldt, J and Foldyna, B and Eslami, P and Lu, MC and Hoffmann, U and Mak, R and Aerts, HJWL | 1 | 1 | 1 | 1 | 1 | 1 | 1 | 1 | 0 | 1 | 0 | 0 | 1 | 1 | 1 | 1 | 1 | 1 | 1 | 0 | 1 | 1 | 1 | 0 | 1 | 0 | 0 | 1 | 1 | 1 | 0 | 1 | 1 | 0 | 1 | 1 | 1 | 1 | 1 | 1 | 1 | 1 | 0 | 0 | 33 | 75 | 44 |  | 13. The type of scan is mentioned (CT scans), but acquisition parameters are not specified.
Elevated Coronary Artery Calcium Quantified by a Validated Deep Learning Model From Lung Cancer Radiotherapy Planning Scans Predicts Mortality | Atkins, KM and Weiss, J and Zeleznik, R and Bitterman, DS and Chaunzwa, TL and Huynh, E and Guthier, C and Kozono, DE and Lewis, JH and Tamarappoo, BK and Nohria, A and Hoffmann, U and Aerts, HJWL and Mak, RH | 1 | 1 | 1 | 1 | 1 | 1 | 1 | 1 | 1 | 1 | 0 | 1 | 1 | 1 | 1 | 1 | 1 | 0 | 1 | 1 | 1 | 1 | 0 | 0 | 1 | 0 | 0 | 1 | 1 | 1 | 0 | 1 | 1 | 0 | 1 | 1 | 1 | 0 | 0 | 1 | 1 | 1 | 0 | 1 | 33 | 75 | 44 |  | 30. Some subgroup and interaction analyses are performed, but no formal robustness testing of the AI model itself.
Evaluation of a delineation software for cardiac atlas-based autosegmentation: An example of the use of artificial intelligence in modern radiotherapy | Loap, P and Tkatchenko, N and Kirova, Y | 1 | 1 | 1 | 1 | 1 | 1 | 1 | 1 | 0 | 1 | 0 | 0 | 1 | 1 | 1 | 1 | 1 | 0 | 1 | 1 | 1 | 1 | 1 | 0 | 1 | 0 | 0 | 1 | 1 | 0 | 0 | 1 | 0 | 0 | 1 | 0 | 1 | 1 | 1 | 1 | 1 | 0 | 1 | 1 | 31 | 70.4545 | 44 |  | 23. Commercial software is named, but no underlying libraries are described.
Identification of Risk of Cardiovascular Disease by Automatic Quantification of Coronary Artery Calcifications on Radiotherapy Planning CT Scans in Patients With Breast Cancer. | Gal R and van Velzen SGM and Hooning MJ and Emaus MJ and van der Leij F and Gregorowitsch ML and Blezer ELA and Gernaat SAM and Lessmann N and Sattler MGA and Leiner T and de Jong PA and Teske AJ and Verloop J and Penninkhof JJ and Vaartjes I and Meijer H and van Tol-Geerdink JJ and Pignol JP and van den Bongard DHJG and Išgum I and Verkooijen HM | 1 | 1 | 1 | 1 | 1 | 1 | 1 | 1 | 1 | 1 | 1 | 0 | 1 | 1 | 1 | 1 | 0 | 1 | 0 | 0 | 1 | 1 | 0 | 0 | 0 | 0 | 0 | 1 | 1 | 1 | 0 | 1 | 0 | 0 | 1 | 1 | 1 | 0 | 0 | 1 | 1 | 1 | 0 | 1 | 29 | 65.9091 | 44 |  | 37. Clinical association metrics provided, but not AI diagnostic performance metrics.
Implementation of a Commercial Deep Learning-Based Auto Segmentation Software in Radiotherapy: Evaluation of Effectiveness and Impact on Workflow | Radici, L and Ferrario, S and Borca, VC and Cante, D and Paolini, M and Piva, C and Baratto, L and Franco, P and La Porta, MR | 1 | 1 | 1 | 1 | 1 | 1 | 1 | 1 | 1 | 1 | 0 | 0 | 1 | 1 | 1 | 1 | 1 | 0 | 0 | 0 | 1 | 1 | 1 | 0 | 1 | 0 | 0 | 1 | 1 | 0 | 0 | 1 | 0 | 0 | 1 | 0 | 1 | 1 | 1 | 1 | 1 | 1 | 1 | 1 | 31 | 70.4545 | 44 |  | 9. Mostly fulfilled; no explicit preprocessing steps (resampling, normalization), but other preprocessing data described
Incorporating sensitive cardiac substructure sparing into radiation therapy planning. | Morris ED and Aldridge K and Ghanem AI and Zhu S and Glide-Hurst CK | 1 | 1 | 1 | 1 | 1 | 1 | 1 | 0 | 1 | 0 | 0 | 0 | 1 | 1 | 1 | 1 | 0 | 0 | 0 | 0 | 1 | 1 | 1 | 0 | 0 | 0 | 0 | 1 | 1 | 1 | 1 | 1 | 0 | 0 | 1 | 0 | 1 | 0 | 0 | 1 | 1 | 0 | 0 | 1 | 25 | 56.8182 | 44 |  | 9. Mostly fulfilled; registration is described, but AI-specific preprocessing steps are not explicitly framed as preprocessing.
Mutual enhancing learning-based automatic segmentation of CT cardiac substructure. | Momin S and Lei Y and McCall NS and Zhang J and Roper J and Harms J and Tian S and Lloyd MS and Liu T and Bradley JD and Higgins K and Yang X | 1 | 1 | 1 | 1 | 1 | 1 | 1 | 1 | 1 | 1 | 0 | 0 | 1 | 1 | 1 | 1 | 1 | 0 | 1 | 1 | 1 | 1 | 1 | 1 | 1 | 1 | 0 | 1 | 1 | 0 | 1 | 1 | 1 | 0 | 1 | 1 | 1 | 1 | 0 | 1 | 1 | 0 | 0 | 0 | 34 | 77.2727 | 44 |  | 36. Mostly fulfilled, but no age, sex, comorbidities provided.
Novel Functional Radiomics for Prediction of Cardiac Positron Emission Tomography Avidity in Lung Cancer Radiotherapy. | Choi W and Jia Y and Kwak J and Werner-Wasik M and Dicker AP and Simone NL and Storozynsky E and Jain V and Vinogradskiy Y | 1 | 1 | 1 | 1 | 1 | 1 | 1 | 1 | 1 | 1 | 0 | 0 | 1 | 1 | 1 | 1 | 1 | 1 | 1 | 1 | 1 | 1 | 1 | 1 | 1 | 1 | 1 | 1 | 1 | 1 | 1 | 1 | 1 | 0 | 1 | 0 | 1 | 1 | 0 | 1 | 1 | 1 | 1 | 1 | 39 | 88.6364 | 44 |  | 18. Intraclass correlation coefficient is reported for feature robustness, but not for clinician labeling variability.
Open-source, fully-automated hybrid cardiac substructure segmentation: development and optimisation. | Finnegan RN and Chin V and Chlap P and Haidar A and Otton J and Dowling J and Thwaites DI and Vinod SK and Delaney GP and Holloway L | 1 | 1 | 1 | 1 | 1 | 1 | 1 | 1 | 1 | 1 | 0 | 0 | 1 | 1 | 1 | 1 | 1 | 1 | 1 | 1 | 1 | 1 | 1 | 1 | 1 | 1 | 1 | 1 | 1 | 1 | 1 | 1 | 0 | 0 | 1 | 1 | 1 | 1 | 1 | 1 | 1 | 1 | 1 | 1 | 40 | 90.9091 | 44 |  | 36. Detailed demographics (age, sex distributions beyond limited analysis, comorbidities) are not fully reported per partition.
Prospective deployment of an automated implementation solution for artificial intelligence translation to clinical radiation oncology | Kehayias, CE and Yan, YJ and Bontempi, D and Quirk, S and Bitterman, DS and Bredfeldt, JS and Aerts, HJWL and Mak, RH and Guthier, CV | 1 | 1 | 1 | 1 | 1 | 1 | 1 | 1 | 1 | 1 | 1 | 0 | 1 | 1 | 1 | 1 | 1 | 0 | 1 | 0 | 1 | 1 | 1 | 0 | 1 | 0 | 0 | 1 | 1 | 0 | 0 | 1 | 0 | 0 | 1 | 0 | 1 | 1 | 1 | 1 | 1 | 1 | 1 | 1 | 33 | 75 | 44 |  | 19. Partitioning is implied but not explicitly described.
RootPainter3D: Interactive-machine-learning enables rapid and accurate contouring for radiotherapy | Smith, AG and Petersen, J and Terrones-Campos, C and Berthelsen, AK and Forbes, NJ and Darkner, S and Specht, L and Vogelius, IR | 1 | 1 | 1 | 1 | 1 | 1 | 1 | 1 | 1 | 1 | 0 | 0 | 1 | 1 | 1 | 1 | 1 | 0 | 1 | 1 | 1 | 1 | 1 | 1 | 1 | 1 | 0 | 1 | 1 | 1 | 1 | 1 | 0 | 0 | 1 | 0 | 1 | 1 | 1 | 1 | 1 | 1 | 1 | 0 | 36 | 81.8182 | 44 |  | 13. Some acquisition details provided, but not a full protocol.
Synthetic contrast-enhanced computed tomography generation using a deep convolutional neural network for cardiac substructure delineation in breast cancer radiation therapy: a feasibility study. | Chun J and Chang JS and Oh C and Park I and Choi MS and Hong CS and Kim H and Yang G and Moon JY and Chung SY and Suh YJ and Kim JS | 1 | 1 | 1 | 1 | 1 | 1 | 1 | 1 | 1 | 1 | 0 | 0 | 1 | 1 | 1 | 1 | 1 | 0 | 1 | 1 | 1 | 1 | 1 | 1 | 1 | 1 | 0 | 1 | 1 | 0 | 0 | 1 | 0 | 0 | 1 | 0 | 1 | 1 | 0 | 1 | 1 | 1 | 0 | 0 | 32 | 72.7273 | 44 |  | 24. Implied random initialization, but no explicit initialization scheme is described.
The influence of cardiac substructure dose on survival in a large lung cancer stereotactic radiotherapy cohort using a robust personalized contour analysis | van der Pol, LHG and Pomp, J and Hoesein, FAAM and Raaymakers, BW and Verhoeff, JJC and Fast, MF | 1 | 1 | 1 | 1 | 1 | 1 | 1 | 1 | 1 | 1 | 0 | 1 | 1 | 1 | 1 | 1 | 1 | 0 | 1 | 1 | 0 | 1 | 1 | 1 | 1 | 1 | 0 | 1 | 1 | 1 | 1 | 1 | 0 | 0 | 1 | 1 | 1 | 1 | 1 | 1 | 1 | 1 | 1 | 1 | 38 | 86.3636 | 44 |  | 12. Item mostly fulfilled, but no explicit missing-data strategy is described.
Validation of a Fully Automated Hybrid Deep Learning Cardiac Substructure Segmentation Tool for Contouring and Dose Evaluation in Lung Cancer Radiotherapy | Chin, V and Finnegan, RN and Chlapy, P and Otton, J and Haidar, A and Holloway, L and Thwaites, DI and Dowling, J and Delaney, GP and Vinod, SK | 1 | 1 | 1 | 1 | 1 | 1 | 1 | 1 | 1 | 1 | 0 | 0 | 1 | 1 | 1 | 1 | 1 | 0 | 1 | 1 | 1 | 1 | 1 | 0 | 1 | 0 | 0 | 1 | 1 | 1 | 0 | 1 | 1 | 0 | 1 | 1 | 1 | 1 | 1 | 1 | 1 | 1 | 1 | 0 | 36 | 81.8182 | 44 |  | 9. Item mostly fulfilled; some preprocessing (4D→AIP) described, but no broader image normalization or preprocessing pipeline detailed.
Validation of an established deep learning auto-segmentation tool for cardiac substructures in 4D radiotherapy planning scans | Walls, GM and Giacometti, V and Apte, A and Thor, M and McCann, C and Hanna, GG and 'Connor, J and Deasy, JO and Hounsell, AR and Butterworth, KT and Cole, AJ and Jain, S and McGarry, CK | 1 | 1 | 1 | 1 | 1 | 1 | 1 | 1 | 1 | 1 | 1 | 0 | 1 | 1 | 1 | 1 | 1 | 0 | 0 | 0 | 1 | 1 | 1 | 0 | 1 | 0 | 0 | 1 | 1 | 1 | 0 | 1 | 0 | 0 | 1 | 1 | 1 | 1 | 1 | 1 | 1 | 1 | 1 | 1 | 34 | 77.2727 | 44 |  | 8. Inclusion is clear; exclusion criteria are implied but not explicitly stated.
Total number |  | 34 | 34 | 34 | 34 | 31 | 34 | 34 | 28 | 29 | 31 | 8 | 7 | 33 | 32 | 29 | 31 | 29 | 6 | 22 | 20 | 21 | 31 | 22 | 11 | 25 | 10 | 7 | 32 | 32 | 20 | 6 | 34 | 11 | 2 | 33 | 17 | 31 | 26 | 16 | 34 | 34 | 23 | 19 | 25
Percent (%) |  | 100 | 100 | 100 | 100 | 91.1765 | 100 | 100 | 82.3529 | 85.2941 | 91.1765 | 23.5294 | 20.5882 | 97.0588 | 94.1176 | 85.2941 | 91.1765 | 85.2941 | 17.6471 | 64.7059 | 58.8235 | 61.7647 | 91.1765 | 64.7059 | 32.3529 | 73.5294 | 29.4118 | 20.5882 | 94.1176 | 94.1176 | 58.8235 | 17.6471 | 100 | 32.3529 | 5.8824 | 97.0588 | 50 | 91.1765 | 76.4706 | 47.0588 | 100 | 100 | 67.6471 | 55.8824 | 73.5294 | 70.9893 | 70.7219
Total articles |  | 34 | 34 | 34 | 34 | 34 | 34 | 34 | 34 | 34 | 34 | 34 | 34 | 34 | 34 | 34 | 34 | 34 | 34 | 34 | 34 | 34 | 34 | 34 | 34 | 34 | 34 | 34 | 34 | 34 | 34 | 34 | 34 | 34 | 34 | 34 | 34 | 34 | 34 | 34 | 34 | 34 | 34 | 34 | 34

## QUADAS-2-Updated
|  | Patient Selection |  |  |  |  | Index Text |  |  | Reference Standard |  |  | Flow and Timing
Article | Authors | 1. Was a consecutive or random sample of patients enrolled? | 2. Was a case–control design avoided? | 3. Did the study avoid inappropriate exclusions? | Risk |  | 4. Were the index test results interpreted without knowledge of the results of the reference standard? | 5. If a threshold was used, was it pre‐ specified? | Risk | 6. Is the reference standard likely to correctly classify the target condition? | 7. Were the reference standard results interpreted without knowledge of the results of the index test? | Risk | 8. Was there an appropriate interval between index tests and reference standard? | 9. Did all patients receive a reference standard? | 10. Did all patients receive the same reference standard? | 11. Were all patients included in the analysis? | Risk | Overall Risk | Total number of questions | Number of Yes | Percent % of Yes | Number of Unclear | Percent % of Unclear | Number of No | Percent % of No | Comments
A deep Boltzmann machine-driven level set method for heart motion tracking using cine MRI images. | Wu J and Mazur TR and Ruan S and Lian C and Daniel N and Lashmett H and Ochoa L and Zoberi I and Anastasio MA and Gach HM and Mutic S and Thomas M and Li H | 0 | 1 | 1 | High | 1 | 0 | 1 | High | 1 | 1 | Low | 1 | 1 | 1 | 1 | Low | High | 11 | 11 | 100 | 0 | 0 | 0 | 0 | The overall study flow, reference standard application, and index test evaluation are sufficiently coherent to support a generally low concern for bias.
AI-Based Quantification of Planned Radiation Therapy Dose to Cardiac Structures and Coronary Arteries in Patients With Breast Cancer | van Velzen, SGM and Bruns, S and Wolterink, JM and Leiner, T and Viergever, MA and Verkooijen, HM and Isgum, I | Unclear | 1 | Unclear | Unclear | 0 | 0 | 1 | High | 1 | 0 | High | 1 | 1 | 1 | 1 | Low | High | 11 | 9 | 81.8182 | 2 | 18.1818 | 0 | 0 | This study demonstrates low overall risk of bias by QUADAS-2 criteria. Patient selection is retrospective but systematic, the AI index test and manual reference annotations are clearly defined and consistently applied, and all patients follow the same verification pathway with complete inclusion in analysis.
AI-Based Radiation Dose Quantification for Estimation of Heart Disease Risk in Breast Cancer Survivors After Radiation Therapy | van Velzen, SGM and Gal, R and Teske, AJ and van der Leij, F and van den Bongard, DHJG and Viergever, MA and Verkooijen, HM and Isgum, I | 1 | 1 | Unclear | Unclear |  | 1 | 1 | Low | 1 | 1 | Low | 1 | 1 | 1 | Unclear | Unclear | Unclear | 11 | 9 | 81.8182 | 2 | 18.1818 | 0 | 0 | This is a methodologically strong diagnostic/prognostic imaging study with low risk of bias across all QUADAS-2 domains and no major applicability concerns.
Association between statin therapy dose intensity and radiation cardiotoxicity in non-small cell lung cancer: Results from the NI-HEART study. | Walls GM and O'Connor J and Harbinson M and McCarron EP and Duane F and McCann C and McKavanagh P and Johnston DI and Erekkath J and Giacometti V and Gavin AT and McAleese J and Hounsell AR and Cole AJ and Butterworth KT and McGarry CK and Hanna GG and Jain S | 1 | 1 | Unclear | Unclear |  | 1 | 1 | Low | 1 | 1 | Low | 1 | 1 | 1 | 1 | Low | Unclear | 11 | 10 | 90.9091 | 1 | 9.0909 | 0 | 0 | The cohort design, consistent outcome definitions, uniform follow-up, and complete inclusion support a low overall risk of bias.
Association of cardiac calcium burden with overall survival after radiotherapy for non-small cell lung cancer | Haseltine, JM and Apte, A and Jackson, A and Yorke, E and Yu, AF and Plodkowski, A and Wu, A and Peleg, A and Al-Sadawi, M and Iocolano, M and Gelblum, D and Shaverdian, N and Simone , CB II and Rimner, A and Gomez, DR and Shepherd, AF and Thor, M | 1 | 1 | Unclear | Unclear |  | 1 | 1 | Low | 1 | 1 | Low | 1 | 1 | 1 | Unclear | Unclear | Unclear | 11 | 9 | 81.8182 | 2 | 18.1818 | 0 | 0 | The cohort is clearly defined, thresholds are prespecified, exclusions are clinically appropriate, and follow-up is uniform, resulting in a low overall risk of bias.
Automated contouring for breast cancer radiotherapy in the isocentric lateral decubitus position: a neural network-based solution for enhanced precision and efficiency | Loap, P and Monteil, R and Kirova, Y and Vu-Bezin, J | 1 | 1 | Unclear | Unclear |  | 1 | 1 | Low | 1 | Unclear | Unclear | 1 | 1 | 1 | 1 | Low | Unclear | 11 | 9 | 81.8182 | 2 | 18.1818 | 0 | 0 | This study reports a large, systematically assembled single-institution cohort, uses routine clinical manual contours as the reference standard, applies the same verification approach across patients, and provides a clearly described train/validation split with quantitative comparison of AI contours to the manual reference.
Automated coronary artery calcium scoring in patients with breast cancer to assess the risk of heart disease following adjuvant radiation therapy. | Kim K and Chung SY and Oh C and Cho I and Kim KH and Byun HK and Yoon HI and Oh J and Chang JS | Unclear | 1 | Unclear | Unclear |  | 1 | 1 | Low | 1 | 1 | Low | 1 | 1 | 1 | Unclear | Unclear | Unclear | 11 | 8 | 72.7273 | 3 | 27.2727 | 0 | 0 | This large retrospective cohort study demonstrates low risk of bias across all QUADAS-2 domains when CAC scoring is treated as the index test and clinically adjudicated cardiac events as the reference standard.
Automatic Cardiac Structure Contouring for Small Datasets with Cascaded Deep Learning Models. | van den Oever LB and Spoor DS and Crijns APG and Vliegenthart R and Oudkerk M and Veldhuis RNJ and de Bock GH and van Ooijen PMA | 0 | 1 | Unclear | High | 1 | 1 | 1 | Low | 1 | 1 | Low | 1 | 1 | 1 | 1 | Low | High | 11 | 10 | 90.9091 | 1 | 9.0909 | 0 | 0 | This study demonstrates a low overall risk of bias
Automatic delineation of cardiac substructures using a region-based fully convolutional network. | Harms J and Lei Y and Tian S and McCall NS and Higgins KA and Bradley JD and Curran WJ and Liu T and Yang X | Unclear | 1 | Unclear | Unclear | 0 | 0 | 1 | High | 1 | 1 | Low | 1 | 1 | 1 | 1 | Low | High | 11 | 9 | 81.8182 | 2 | 18.1818 | 0 | 0 | This is a well-conducted retrospective AI segmentation study with low overall risk of bias
Automatic quantification of calcifications in the coronary arteries and thoracic aorta on radiotherapy planning CT scans of Western and Asian breast cancer patients | Gernaat, SAM and van Velzen, SGM and Koh, V and Emaus, MJ and Isgum, I and Lessmann, N and Moes, S and Jacobson, A and Tan, PW and Grobbee, DE and van den Bongard, DHJ and Tang, JI and Verkooijen, HM | 1 | 1 | Unclear | Unclear | 0 | 0 | 1 | High | 1 | Unclear | Unclear | 1 | 0 | 1 | Unclear | High | High | 11 | 7 | 63.6364 | 3 | 27.2727 | 1 | 9.0909 | This study is strong for patient selection and prespecified thresholds, but has important limitations for diagnostic accuracy assessment: lack of explicit blinding between index test and reference standard, and partial verification bias because only a subset received manual reference annotation and were included in reproducibility analyses.
Automatic segmentation of cardiac structures can change the way we evaluate dose limits for radiotherapy in the left breast | Borges, MG and Gruenwaldt, J and Barsanelli, DM and Ishikawa, KE and Stuart, SR | 0 | 1 | 1 | High | 1 | 0 | 1 | High | 1 | 0 | High | 1 | 1 | 1 | 1 | Low | High | 11 | 11 | 100 | 0 | 0 | 0 | 0 | This study shows elevated risk of bias in Patient Selection, Index Test, and Reference Standard domains due to non-random sampling and lack of explicit blinding between AI segmentation and clinician-derived contours. Flow and timing are appropriate, and all patients are included with a consistent reference standard.
Bragatston study protocol: a multicentre cohort study on automated quantification of cardiovascular calcifications on radiotherapy planning CT scans for cardiovascular risk prediction in patients with breast cancer. | Emaus MJ and Išgum I and van Velzen SGM and van den Bongard HJGD and Gernaat SAM and Lessmann N and Sattler MGA and Teske AJ and Penninkhof J and Meijer H and Pignol JP and Verkooijen HM | 1 | 0 | 1 | High | 1 | 0 | 1 | High | 1 | Unclear | Unclear | 1 | 0 | 0 | 0 | High | High | 11 | 7 | 63.6364 | 1 | 9.0909 | 3 | 27.2727 | This is a protocol with a large cohort plus a case-cohort component, and it clearly defines the manual scoring approach and technical thresholds, but it does not report blinding procedures and it plans manual reference scoring only in a subset, which drives multiple “No” items.
Cardiac Substructure Dose and Survival in Stereotactic Radiotherapy for Lung Cancer: Results of the Multi-Centre SSBROC Trial | Chin, V and Chlap, P and Finnegan, R and Hau, E and Ong, A and Ma, X and Descallar, J and Otton, J and Holloway, L and Delaney, GP and Vinod, SK | 1 | 1 | Unclear | Unclear | 0 | 1 | 0 | High | 1 | 1 | Low | 0 | 1 | 1 | Unclear | High | High | 11 | 8 | 72.7273 | 2 | 18.1818 | 1 | 9.0909 | Overall, this is a low risk of bias for population definition, exposure measurement, and statistical analysis, with inherent limitations at the outcome/reference standard level that should temper interpretation of cardiac causality.
Cardiac substructure segmentation with deep learning for improved cardiac sparing. | Morris ED and Ghanem AI and Dong M and Pantelic MV and Walker EM and Glide-Hurst CK | 0 | 1 | Unclear | High | 1 | 0 | 1 | High | 1 | 1 | Low | 1 | 1 | 1 | 1 | Low | High | 11 | 10 | 90.9091 | 1 | 9.0909 | 0 | 0 | This study has elevated risk of bias in Patient Selection, Index Test, and Reference Standard domains. The primary concerns are non-consecutive sampling, lack of explicit blinding, and use of reference contours as training ground truth without independence from the index test.
Cardiopulmonary Substructure Doses are Not Correlated With Cardiorespiratory Fitness Among Breast Cancer Survivors Treated With Contemporary Radiation Therapy | Thor, M and Scott, JM and Reiner, AS and Hong, LD and Yu, AF and Apte, A and Mccormick, B and Perez-Andujar, A and Lee, CP and Cervino, L and Harrison, J and Liang, XL and Patel, P and Dauer, LT and Moskowitz, CS and Bernstein, JL | 0 | 1 | Unclear | High | 1 | 0 | 1 | High | 1 | 0 | High | 1 | 1 | 1 | 1 | Low | High | 11 | 10 | 90.9091 | 1 | 9.0909 | 0 | 0 | lack of explicit consecutive/random sampling, no detailed exclusions framework, and no reported blinding/independence between AI-derived dose metrics and CPET assessment.
Clinical Feasibility of Artificial Intelligence-Based Autosegmentation of the Left Anterior Descending Artery in Radiotherapy for Breast Cancer | Mohan, A and Talapatra, K and Sankhe, M and Kiron, G and Maniar, P and Kolekar, A and Kushe, S and Kharote, P and Singh, A and Patel, K and Gupta, A and Patel, D and Bardeskar, N and Patkar, D | 0 | 1 | Unclear | High | 1 | 0 | 1 | High | 0 | Unclear | High | 1 | 1 | 1 | 1 | Low | High | 11 | 9 | 81.8182 | 2 | 18.1818 | 0 | 0 | This study has high risk of bias in Patient Selection, Index Test, and Reference Standard domains. Key limitations include very small, non-consecutive sampling, lack of blinding, and use of a single-observer manual contour as the reference standard, which the authors themselves acknowledge as a limitation.
Deep Learning for Automatic Calcium Scoring in CT: Validation Using Multiple Cardiac CT and Chest CT Protocols. | van Velzen SGM and Lessmann N and Velthuis BK and Bank IEM and van den Bongard DHJG and Leiner T and de Jong PA and Veldhuis WB and Correa A and Terry JG and Carr JJ and Viergever MA and Verkooijen HM and Išgum I | Unclear | 1 | 1 | Unclear | 0 | 0 | 1 | High | 1 | Unclear | Low | 1 | 1 | 0 | 0 | High | High | 11 | 7 | 63.6364 | 2 | 18.1818 | 2 | 18.1818 | lack of blinding, heterogeneity in reference standards across datasets, and exclusions for feasibility/artifacts. Overall, this study is best classified as moderate risk of bias
Deep learning model for automatic contouring of cardiovascular substructures on radiotherapy planning CT images: Dosimetric validation and reader study based clinical acceptability testing. | Garrett Fernandes M and Bussink J and Stam B and Wijsman R and Schinagl DAX and Monshouwer R and Teuwen J | Unclear | 1 | 0 | High | 1 | 0 | 1 | High | 1 | 0 | High | 1 | 1 | 1 | 0 | High | High | 11 | 9 | 81.8182 | 1 | 9.0909 | 1 | 9.0909 | the main sources of bias are non-consecutive sampling, intentional case selection, explicit exclusions, and lack of blinding/independence between index test and reference standard. Flow and timing are appropriate, and the reference standard is strong. Overall, this study is best classified as moderate risk of bias
Deep learning-based automatic segmentation of cardiac substructures for lung cancers. | Chen X and Mumme RP and Corrigan KL and Mukai-Sasaki Y and Koutroumpakis E and Palaskas NL and Nguyen CM and Zhao Y and Huang K and Yu C and Xu T and Daniel A and Balter PA and Zhang X and Niedzielski JS and Shete SS and Deswal A and Court LE and Liao Z and Yang J | Unclear | 1 | 1 | Unclear |  | 1 | 1 | Low | 1 | 1 | Low | 1 | 1 | 1 | 1 | Low | Unclear | 11 | 10 | 90.9091 | 1 | 9.0909 | 0 | 0 | Overall Risk of Bias: LOW
Deep-learning system to improve the quality and efficiency of volumetric heart segmentation for breast cancer | Zeleznik, R and Weiss, J and Taron, J and Guthier, C and Bitterman, DS and Hancox, C and Kann, BH and Kim, DW and Punglia, RS and Bredfeldt, J and Foldyna, B and Eslami, P and Lu, MC and Hoffmann, U and Mak, R and Aerts, HJWL | 1 | 1 | 1 | Low | 0 | 0 | 1 | High | 1 | 0 | High | 1 | 1 | 1 | 1 | Low | High | 11 | 11 | 100 | 0 | 0 | 0 | 0 | This study is strong on patient selection (near-population capture) and complete flow (large final cohort with required clinical contours), but it does not explicitly report blinding/independence between AI outputs and the reference standard(s), which drives the main “No” judgments in Index Test/Reference Standard domains.
Elevated Coronary Artery Calcium Quantified by a Validated Deep Learning Model From Lung Cancer Radiotherapy Planning Scans Predicts Mortality | Atkins, KM and Weiss, J and Zeleznik, R and Bitterman, DS and Chaunzwa, TL and Huynh, E and Guthier, C and Kozono, DE and Lewis, JH and Tamarappoo, BK and Nohria, A and Hoffmann, U and Aerts, HJWL and Mak, RH | 1 | 1 | 0 | High | 1 | 1 | 1 | High | 1 | 1 | Low | 1 | 1 | 1 | 1 | Low | High | 11 | 12 | 109.0909 | 0 | 0 | -1 | -9.0909 | The principal QUADAS-2 limitation lies in Patient Selection, where substantial exclusions based on CT technical characteristics and segmentation feasibility introduce potential selection bias. Overall, this is a well-conducted prognostic imaging study, but not a pure diagnostic-accuracy validation due to cohort attrition and lack of a gold-standard CAC comparator.
Evaluation of a delineation software for cardiac atlas-based autosegmentation: An example of the use of artificial intelligence in modern radiotherapy | Loap, P and Tkatchenko, N and Kirova, Y | 1 | 1 | 0 | High | 1 | 0 | 1 | High | 1 | 0 | High | 1 | 1 | 1 | 1 | Low | High | 11 | 11 | 100 | 0 | 0 | 0 | 0 | This is a small, internally consistent atlas/validation study with a strong reference standard and appropriate timing, but it does not report key bias protections
Identification of Risk of Cardiovascular Disease by Automatic Quantification of Coronary Artery Calcifications on Radiotherapy Planning CT Scans in Patients With Breast Cancer. | Gal R and van Velzen SGM and Hooning MJ and Emaus MJ and van der Leij F and Gregorowitsch ML and Blezer ELA and Gernaat SAM and Lessmann N and Sattler MGA and Leiner T and de Jong PA and Teske AJ and Verloop J and Penninkhof JJ and Vaartjes I and Meijer H and van Tol-Geerdink JJ and Pignol JP and van den Bongard DHJG and Išgum I and Verkooijen HM | 1 | 1 | 1 | Low | 0 | 1 | 1 | Low | 1 | 1 | Low | 1 | 1 | 1 | 0 | High | High | 11 | 10 | 90.9091 | 0 | 0 | 1 | 9.0909 | This is a methodologically strong diagnostic/prognostic accuracy study with low risk of bias across all QUADAS-2 domains.
Implementation of a Commercial Deep Learning-Based Auto Segmentation Software in Radiotherapy: Evaluation of Effectiveness and Impact on Workflow | Radici, L and Ferrario, S and Borca, VC and Cante, D and Paolini, M and Piva, C and Baratto, L and Franco, P and La Porta, MR | 0 | 1 | 0 | High | 1 | 0 | 1 | High | 1 | 0 | High | 1 | 1 | 1 | 1 | Low | High | 11 | 10 | 90.9091 | 0 | 0 | 1 | 9.0909 | this study has high risk of bias in Patient Selection and Index Test/Reference Standard domains due to non-consecutive convenience sampling, very small sample size, and lack of independence or blinding between AI outputs and clinician reference contours.
Incorporating sensitive cardiac substructure sparing into radiation therapy planning. | Morris ED and Aldridge K and Ghanem AI and Zhu S and Glide-Hurst CK | 0 | 1 | 0 | High | 1 | 0 | 1 | High | 1 | 0 | High | 1 | 1 | 1 | 1 | Low | High | 11 | 10 | 90.9091 | 0 | 0 | 1 | 9.0909 | this study has high risk of bias in Patient Selection and Index Test/Reference Standard domains due to small, non-consecutive sampling and lack of independence between AI-generated contours and physician-verified reference standards.
Mutual enhancing learning-based automatic segmentation of CT cardiac substructure. | Momin S and Lei Y and McCall NS and Zhang J and Roper J and Harms J and Tian S and Lloyd MS and Liu T and Bradley JD and Higgins K and Yang X | 0 | 1 | 0 | High |  | 0 | 1 | High | 1 | 0 | High | 1 | 1 | 1 | 1 | Low | High | 11 | 10 | 90.9091 | 0 | 0 | 1 | 9.0909 | this study has moderate risk of bias, driven primarily by non-consecutive patient selection and lack of independence/blinding between the deep-learning index test and the manual reference standard.
Novel Functional Radiomics for Prediction of Cardiac Positron Emission Tomography Avidity in Lung Cancer Radiotherapy. | Choi W and Jia Y and Kwak J and Werner-Wasik M and Dicker AP and Simone NL and Storozynsky E and Jain V and Vinogradskiy Y | 0 | 1 | 0 | High |  | 0 | 1 | High | 1 | Unclear | Unclear | 1 | 1 | 1 | 0 | High | High | 11 | 8 | 72.7273 | 1 | 9.0909 | 2 | 18.1818 | this study has moderate risk of bias, driven primarily by non-consecutive patient selection and post-hoc exclusion of poor-quality scans. The reference standard is clinically credible and independently applied, and flow/timing are appropriate.
Open-source, fully-automated hybrid cardiac substructure segmentation: development and optimisation. | Finnegan RN and Chin V and Chlap P and Haidar A and Otton J and Dowling J and Thwaites DI and Vinod SK and Delaney GP and Holloway L | 0 | 1 | Unclear | High |  | 0 | 1 | High | 1 | 0 | High | 1 | 1 | 1 | 1 | Low | High | 11 | 10 | 90.9091 | 1 | 9.0909 | 0 | 0 | this study demonstrates moderate risk of bias, primarily due to non-consecutive patient selection and lack of independence between the index test and reference standard.
Prospective deployment of an automated implementation solution for artificial intelligence translation to clinical radiation oncology | Kehayias, CE and Yan, YJ and Bontempi, D and Quirk, S and Bitterman, DS and Bredfeldt, JS and Aerts, HJWL and Mak, RH and Guthier, CV | 0 | 1 | Unclear | High |  | 0 | 1 | High | 1 | Unclear | Unclear | 1 | 1 | 1 | 0 | High | High | 11 | 8 | 72.7273 | 2 | 18.1818 | 1 | 9.0909 | this study has high risk of bias, primarily due to non-random patient selection, task-driven exclusions, and lack of independence between the AI system and the reference standard.
RootPainter3D: Interactive-machine-learning enables rapid and accurate contouring for radiotherapy | Smith, AG and Petersen, J and Terrones-Campos, C and Berthelsen, AK and Forbes, NJ and Darkner, S and Specht, L and Vogelius, IR | 0 | 1 | Unclear | High |  | 0 | Unclear | High | 1 | 0 | High | 1 | 1 | 1 | 0 | High | High | 11 | 8 | 72.7273 | 2 | 18.1818 | 1 | 9.0909 | this study has high risk of bias, primarily due to non-random patient selection, task-driven exclusions, and lack of independence between the AI system and the reference standard.
Synthetic contrast-enhanced computed tomography generation using a deep convolutional neural network for cardiac substructure delineation in breast cancer radiation therapy: a feasibility study. | Chun J and Chang JS and Oh C and Park I and Choi MS and Hong CS and Kim H and Yang G and Moon JY and Chung SY and Suh YJ and Kim JS | 0 | 1 | Unclear | High |  | 0 | Unclear | High | 1 | 1 | Low | 1 | 1 | 1 | 1 | Low | High | 11 | 9 | 81.8182 | 2 | 18.1818 | 0 | 0 | this study demonstrates moderate risk of bias, driven mainly by non-consecutive patient selection and direct dependence of the index test on the reference standard during model training.
The influence of cardiac substructure dose on survival in a large lung cancer stereotactic radiotherapy cohort using a robust personalized contour analysis | van der Pol, LHG and Pomp, J and Hoesein, FAAM and Raaymakers, BW and Verhoeff, JJC and Fast, MF | 1 | 1 | 1 | Low |  | 0 | 1 | High | 1 | 0 | High | 1 | 1 | 1 | 1 | Low | High | 11 | 11 | 100 | 0 | 0 | 0 | 0 | this study has moderate risk of bias, driven primarily by lack of independence between the index test and reference standard.
Validation of a Fully Automated Hybrid Deep Learning Cardiac Substructure Segmentation Tool for Contouring and Dose Evaluation in Lung Cancer Radiotherapy | Chin, V and Finnegan, RN and Chlapy, P and Otton, J and Haidar, A and Holloway, L and Thwaites, DI and Dowling, J and Delaney, GP and Vinod, SK | 0 | 1 | 0 | High |  | 0 | 1 | High | 1 | 0 | High | 1 | 1 | 1 | 1 | Low | High | 11 | 10 | 90.9091 | 0 | 0 | 1 | 9.0909 | this study has a moderate risk of bias. Risk of bias arises primarily from non-consecutive patient selection and lack of independence between index test and reference standard, inherent to segmentation validation studies.
Validation of an established deep learning auto-segmentation tool for cardiac substructures in 4D radiotherapy planning scans | Walls, GM and Giacometti, V and Apte, A and Thor, M and McCann, C and Hanna, GG and 'Connor, J and Deasy, JO and Hounsell, AR and Butterworth, KT and Cole, AJ and Jain, S and McGarry, CK | 1 | 1 | 1 | Low |  | 1 | 1 | Low | 1 | 1 | Low | 1 | 1 | 1 | 0 | High | High | 11 | 10 | 90.9091 | 0 | 0 | 1 | 9.0909 | This study demonstrates low risk of bias across all QUADAS-2 domains
Total of Yes |  | 13 | 33 | 9 |  |  | 11 | 31 |  | 33 | 14 |  | 33 | 32 | 32 | 21
Percent % of Yes |  | 38.2353 | 97.0588 | 26.4706 |  |  | 32.3529 | 91.1765 |  | 97.0588 | 41.1765 |  | 97.0588 | 94.1176 | 94.1176 | 61.7647
Total of articles |  | 34 | 34 | 34 |  |  | 34 | 34 |  | 34 | 34 |  | 34 | 34 | 34 | 34
Number of Unclear |  | 6 | 0 | 17 |  |  | 0 | 2 |  | 0 | 7 |  | 0 | 0 | 0 | 5
Percent % of Unclear |  | 17.6471 | 0 | 50 |  |  | 0 | 5.8824 |  | 0 | 20.5882 |  | 0 | 0 | 0 | 14.7059
Number of No |  | 15 | 1 | 8 |  |  | 23 | 1 |  | 1 | 13 |  | 1 | 2 | 2 | 8
% of N0 |  | 44.1176 | 2.9412 | 23.5294 |  |  | 67.6471 | 2.9412 |  | 2.9412 | 38.2353 |  | 2.9412 | 5.8824 | 5.8824 | 23.5294
Code | Answer |  | 1 High risk
1 | Yes |  | 2 high risk
0 | No |  | 3 high risk
4 high risk
Column1 | Column2
Answers | Domain Risk
If one answer is No (0) | High
If one or more answers is Unclear (and No "No" answer) | Unclear
If all answers are Yes (1) | Low
Column1 | High Risk number | High risk percent (%) | Unclear number | Unclear Percent % | Low Risk number | Column2 | Low risk percent
Domain 1: Patient Selection | 19 | 56 | 11 | 32 | 4 |  | 12
Domain 2: Index Test | 25 | 74 | 0 | 0 | 9 |  | 26
Domain 3: Reference Standard | 14 | 41 | 5 | 15 | 15 |  | 44
Domain 4: Flow and Timing | 10 | 29 | 3 | 9 | 21 |  | 62